## Main
Stormwater Conveyance System Cost Estimation Model
Arvind Narayanan
&
Robert Pitt
Continue
Continue

## Cost
Design Parameters | Segment I | Segment II | Segment III | Segment IV | Segment V | Segment VI | Segment VII | Segment VIII | Segment IX | Segment X | Segment XI | Segment XII | Segment XIII | Segment XIV | Segment XV | Segment XVI | Segment XVII | Segment XVIII | Segment XIX | Segment XX | Segment XXI | Segment XXII | Segment XXIII | Segment XXIV | Segment XXV | Segment XXVI | Segment XXVII | Segment XXVIII | Segment XXIX | Segment XXX | Segment XXXI | Segment XXXII | Segment XXXIII | Segment XXXIV | Segment XXXV | Segment XXXVI | Segment XXXVII | Segment XXXVIII | Segment XXXIX | Segment XL | Segment XLI | Segment XLII | Segment XLIII | Segment XLIV | Segment XLV | Segment XLVI | Segment XLVII | Segment XLVIII | Segment XLIX | Segment L | Segment LI | Segment LII | Segment LIII | Segment LIV | Segment LV | Segment LVI | Segment LVII | Segment LVIII | Segment LIX | Segment LX | Segment LXI | Segment LXII | Segment LXIII | Segment LXIV | Segment LXV | Segment LXVI | Segment LXVII | Segment LXVIII | Segment LXIX | Segment LXX | Segment LXXI | Segment LXXII | Segment LXXIII | Segment LXXIV | Segment LXXV | Segment LXXVI | Segment LXXVII | Segment LXXVIII | Segment LXXIX | Segment LXXX | Segment LXXXI | Segment LXXXII | Segment LXXXIII | Segment LXXXIV | Segment LXXXV | Segment LXXXVI | Segment LXXXVII | Segment LXXXVIII | Segment LXXXIX | Segment XC | Segment XCI | Segment XCII | Segment XCIII | Segment XCIV | Segment XCV | Segment XCVI | Segment XCVII | Segment XCVIII | Segment XCIX | Segment C
Pipe Material | 1 | 1 | 1 | 1 | 1 | 1 | 1 | 1 | 1 | 1 | 1 | 1 | 1 | 1 | 1 | 1 | 1 | 1 | 1 | 1 | 1 | 1 | 1 | 1 | 1 | 1 | 1 | 1 | 1 | 1 | 1 | 1 | 1 | 1 | 1 | 1 | 1 | 1 | 1 | 1 | 1 | 1 | 1 | 1 | 1 | 1 | 1 | 1 | 1 | 1 | 1 | 1 | 1 | 1 | 1 | 1 | 1 | 1 | 1 | 1 | 1 | 1 | 1 | 1 | 1 | 1 | 1 | 1 | 1 | 1 | 1 | 1 | 1 | 1 | 1 | 1 | 1 | 1 | 1 | 1 | 1 | 1 | 1 | 1 | 1 | 1 | 1 | 1 | 1 | 1 | 1 | 1 | 1 | 1 | 1 | 1 | 1 | 1 | 1 | 1
Pipe Diameter (in.) | 1 | 1 | 1 | 1 | 1 | 1 | 1 | 1 | 1 | 1 | 1 | 1 | 1 | 1 | 1 | 1 | 1 | 1 | 1 | 1 | 1 | 1 | 1 | 1 | 1 | 1 | 1 | 1 | 1 | 1 | 1 | 1 | 1 | 1 | 1 | 1 | 1 | 1 | 1 | 1 | 1 | 1 | 1 | 1 | 1 | 1 | 1 | 1 | 1 | 1 | 1 | 1 | 1 | 1 | 1 | 1 | 1 | 1 | 1 | 1 | 1 | 1 | 1 | 1 | 1 | 1 | 1 | 1 | 1 | 1 | 1 | 1 | 1 | 1 | 1 | 1 | 1 | 1 | 1 | 1 | 1 | 1 | 1 | 1 | 1 | 1 | 1 | 1 | 1 | 1 | 1 | 1 | 1 | 1 | 1 | 1 | 1 | 1 | 1 | 1
Trench bottom width (in.) | 26.173 | 26.173 | 26.173 | 26.173 | 26.173 | 26.173 | 26.173 | 26.173 | 26.173 | 26.173 | 26.173 | 26.173 | 26.173 | 26.173 | 26.173 | 26.173 | 26.173 | 26.173 | 26.173 | 26.173 | 26.173 | 26.173 | 26.173 | 26.173 | 26.173 | 26.173 | 26.173 | 26.173 | 26.173 | 26.173 | 26.173 | 26.173 | 26.173 | 26.173 | 26.173 | 26.173 | 26.173 | 26.173 | 26.173 | 26.173 | 26.173 | 26.173 | 26.173 | 26.173 | 26.173 | 26.173 | 26.173 | 26.173 | 26.173 | 26.173 | 26.173 | 26.173 | 26.173 | 26.173 | 26.173 | 26.173 | 26.173 | 26.173 | 26.173 | 26.173 | 26.173 | 26.173 | 26.173 | 26.173 | 26.173 | 26.173 | 26.173 | 26.173 | 26.173 | 26.173 | 26.173 | 26.173 | 26.173 | 26.173 | 26.173 | 26.173 | 26.173 | 26.173 | 26.173 | 26.173 | 26.173 | 26.173 | 26.173 | 26.173 | 26.173 | 26.173 | 26.173 | 26.173 | 26.173 | 26.173 | 26.173 | 26.173 | 26.173 | 26.173 | 26.173 | 26.173 | 26.173 | 26.173 | 26.173 | 26.173
Bedding depth (in.)
Trench slope | 1 | 1 | 1 | 1 | 1 | 1 | 1 | 1 | 1 | 1 | 1 | 1 | 1 | 1 | 1 | 1 | 1 | 1 | 1 | 1 | 1 | 1 | 1 | 1 | 1 | 1 | 1 | 1 | 1 | 1 | 1 | 1 | 1 | 1 | 1 | 1 | 1 | 1 | 1 | 1 | 1 | 1 | 1 | 1 | 1 | 1 | 1 | 1 | 1 | 1 | 1 | 1 | 1 | 1 | 1 | 1 | 1 | 1 | 1 | 1 | 1 | 1 | 1 | 1 | 1 | 1 | 1 | 1 | 1 | 1 | 1 | 1 | 1 | 1 | 1 | 1 | 1 | 1 | 1 | 1 | 1 | 1 | 1 | 1 | 1 | 1 | 1 | 1 | 1 | 1 | 1 | 1 | 1 | 1 | 1 | 1 | 1 | 1 | 1 | 1
Trench top width (in.) | 42.173 | 42.173 | 42.173 | 42.173 | 42.173 | 42.173 | 42.173 | 42.173 | 42.173 | 42.173 | 42.173 | 42.173 | 42.173 | 42.173 | 42.173 | 42.173 | 42.173 | 42.173 | 42.173 | 42.173 | 42.173 | 42.173 | 42.173 | 42.173 | 42.173 | 42.173 | 42.173 | 42.173 | 42.173 | 42.173 | 42.173 | 42.173 | 42.173 | 42.173 | 42.173 | 42.173 | 42.173 | 42.173 | 42.173 | 42.173 | 42.173 | 42.173 | 42.173 | 42.173 | 42.173 | 42.173 | 42.173 | 42.173 | 42.173 | 42.173 | 42.173 | 42.173 | 42.173 | 42.173 | 42.173 | 42.173 | 42.173 | 42.173 | 42.173 | 42.173 | 42.173 | 42.173 | 42.173 | 42.173 | 42.173 | 42.173 | 42.173 | 42.173 | 42.173 | 42.173 | 42.173 | 42.173 | 42.173 | 42.173 | 42.173 | 42.173 | 42.173 | 42.173 | 42.173 | 42.173 | 42.173 | 42.173 | 42.173 | 42.173 | 42.173 | 42.173 | 42.173 | 42.173 | 42.173 | 42.173 | 42.173 | 42.173 | 42.173 | 42.173 | 42.173 | 42.173 | 42.173 | 42.173 | 42.173 | 42.173
Backfill depth (in.)
Trench depth (ft.) | 0.66667 | 0.66667 | 0.66667 | 0.66667 | 0.66667 | 0.66667 | 0.66667 | 0.66667 | 0.66667 | 0.66667 | 0.66667 | 0.66667 | 0.66667 | 0.66667 | 0.66667 | 0.66667 | 0.66667 | 0.66667 | 0.66667 | 0.66667 | 0.66667 | 0.66667 | 0.66667 | 0.66667 | 0.66667 | 0.66667 | 0.66667 | 0.66667 | 0.66667 | 0.66667 | 0.66667 | 0.66667 | 0.66667 | 0.66667 | 0.66667 | 0.66667 | 0.66667 | 0.66667 | 0.66667 | 0.66667 | 0.66667 | 0.66667 | 0.66667 | 0.66667 | 0.66667 | 0.66667 | 0.66667 | 0.66667 | 0.66667 | 0.66667 | 0.66667 | 0.66667 | 0.66667 | 0.66667 | 0.66667 | 0.66667 | 0.66667 | 0.66667 | 0.66667 | 0.66667 | 0.66667 | 0.66667 | 0.66667 | 0.66667 | 0.66667 | 0.66667 | 0.66667 | 0.66667 | 0.66667 | 0.66667 | 0.66667 | 0.66667 | 0.66667 | 0.66667 | 0.66667 | 0.66667 | 0.66667 | 0.66667 | 0.66667 | 0.66667 | 0.66667 | 0.66667 | 0.66667 | 0.66667 | 0.66667 | 0.66667 | 0.66667 | 0.66667 | 0.66667 | 0.66667 | 0.66667 | 0.66667 | 0.66667 | 0.66667 | 0.66667 | 0.66667 | 0.66667 | 0.66667 | 0.66667 | 0.66667
Select type of backhoe for trench excavation | 1 | 1 | 1 | 1 | 1 | 1 | 1 | 1 | 1 | 1 | 1 | 1 | 1 | 1 | 1 | 1 | 1 | 1 | 1 | 1 | 1 | 1 | 1 | 1 | 1 | 1 | 1 | 1 | 1 | 1 | 1 | 1 | 1 | 1 | 1 | 1 | 1 | 1 | 1 | 1 | 1 | 1 | 1 | 1 | 1 | 1 | 1 | 1 | 1 | 1 | 1 | 1 | 1 | 1 | 1 | 1 | 1 | 1 | 1 | 1 | 1 | 1 | 1 | 1 | 1 | 1 | 1 | 1 | 1 | 1 | 1 | 1 | 1 | 1 | 1 | 1 | 1 | 1 | 1 | 1 | 1 | 1 | 1 | 1 | 1 | 1 | 1 | 1 | 1 | 1 | 1 | 1 | 1 | 1 | 1 | 1 | 1 | 1 | 1 | 1
Bedding material | 1 | 1 | 1 | 1 | 1 | 1 | 1 | 1 | 1 | 1 | 1 | 1 | 1 | 1 | 1 | 1 | 1 | 1 | 1 | 1 | 1 | 1 | 1 | 1 | 1 | 1 | 1 | 1 | 1 | 1 | 1 | 1 | 1 | 1 | 1 | 1 | 1 | 1 | 1 | 1 | 1 | 1 | 1 | 1 | 1 | 1 | 1 | 1 | 1 | 1 | 1 | 1 | 1 | 1 | 1 | 1 | 1 | 1 | 1 | 1 | 1 | 1 | 1 | 1 | 1 | 1 | 1 | 1 | 1 | 1 | 1 | 1 | 1 | 1 | 1 | 1 | 1 | 1 | 1 | 1 | 1 | 1 | 1 | 1 | 1 | 1 | 1 | 1 | 1 | 1 | 1 | 1 | 1 | 1 | 1 | 1 | 1 | 1 | 1 | 1
Size of backhoe for backfill | 1 | 1 | 1 | 1 | 1 | 1 | 1 | 1 | 1 | 1 | 1 | 1 | 1 | 1 | 1 | 1 | 1 | 1 | 1 | 1 | 1 | 1 | 1 | 1 | 1 | 1 | 1 | 1 | 1 | 1 | 1 | 1 | 1 | 1 | 1 | 1 | 1 | 1 | 1 | 1 | 1 | 1 | 1 | 1 | 1 | 1 | 1 | 1 | 1 | 1 | 1 | 1 | 1 | 1 | 1 | 1 | 1 | 1 | 1 | 1 | 1 | 1 | 1 | 1 | 1 | 1 | 1 | 1 | 1 | 1 | 1 | 1 | 1 | 1 | 1 | 1 | 1 | 1 | 1 | 1 | 1 | 1 | 1 | 1 | 1 | 1 | 1 | 1 | 1 | 1 | 1 | 1 | 1 | 1 | 1 | 1 | 1 | 1 | 1 | 1
Haul distance of backfill material (ft.) | 1 | 1 | 1 | 1 | 1 | 1 | 1 | 1 | 1 | 1 | 1 | 1 | 1 | 1 | 1 | 1 | 1 | 1 | 1 | 1 | 1 | 1 | 1 | 1 | 1 | 1 | 1 | 1 | 1 | 1 | 1 | 1 | 1 | 1 | 1 | 1 | 1 | 1 | 1 | 1 | 1 | 1 | 1 | 1 | 1 | 1 | 1 | 1 | 1 | 1 | 1 | 1 | 1 | 1 | 1 | 1 | 1 | 1 | 1 | 1 | 1 | 1 | 1 | 1 | 1 | 1 | 1 | 1 | 1 | 1 | 1 | 1 | 1 | 1 | 1 | 1 | 1 | 1 | 1 | 1 | 1 | 1 | 1 | 1 | 1 | 1 | 1 | 1 | 1 | 1 | 1 | 1 | 1 | 1 | 1 | 1 | 1 | 1 | 1 | 1
Length of pipe with above conditions (ft.)
Inlets/Catchbasin and Manholes/Junction boxes
Inlet inside diameter (ft.) | 1 | 1 | 1 | 1 | 1 | 1 | 1 | 1 | 1 | 1 | 1 | 1 | 1 | 1 | 1 | 1 | 1 | 1 | 1 | 1 | 1 | 1 | 1 | 1 | 1 | 1 | 1 | 1 | 1 | 1 | 1 | 1 | 1 | 1 | 1 | 1 | 1 | 1 | 1 | 1 | 1 | 1 | 1 | 1 | 1 | 1 | 1 | 1 | 1 | 1 | 1 | 1 | 1 | 1 | 1 | 1 | 1 | 1 | 1 | 1 | 1 | 1 | 1 | 1 | 1 | 1 | 1 | 1 | 1 | 1 | 1 | 1 | 1 | 1 | 1 | 1 | 1 | 1 | 1 | 1 | 1 | 1 | 1 | 1 | 1 | 1 | 1 | 1 | 1 | 1 | 1 | 1 | 1 | 1 | 1 | 1 | 1 | 1 | 1 | 1
Invert depth of Inlet (ft.)
Number of inlets with above conditions
Manhole type | 1 | 1 | 1 | 2 | 1 | 1 | 1 | 1 | 1 | 1 | 1 | 1 | 1 | 1 | 1 | 1 | 1 | 1 | 1 | 1 | 1 | 1 | 1 | 1 | 1 | 1 | 1 | 1 | 1 | 1 | 1 | 1 | 1 | 1 | 1 | 1 | 1 | 1 | 1 | 1 | 1 | 1 | 1 | 1 | 1 | 1 | 1 | 1 | 1 | 1 | 1 | 1 | 1 | 1 | 1 | 1 | 1 | 1 | 1 | 1 | 1 | 1 | 1 | 1 | 1 | 1 | 1 | 1 | 1 | 1 | 1 | 1 | 1 | 1 | 1 | 1 | 1 | 1 | 1 | 1 | 1 | 1 | 1 | 1 | 1 | 1 | 1 | 1 | 1 | 1 | 1 | 1 | 1 | 1 | 1 | 1 | 1 | 1 | 1 | 1
Depth of manhole (ft.)
Number of manholes with above conditions
Frames and Covers
Type | Cast Iron frame - light traffic | Cast Iron frame - heavy traffic | Mass. State standard | Watertight | Others
Diameter | 1 | 1 | 1 | 1 | 1
Total number of each unit
| 0 | 0 | 0 | 0 | 0
Curb and Gutter
Curb and gutter forms | Wooden form | Steel form |  | Machine formed |  | Precast, 6" × 8"
Curb and gutter type | Straight | Straight | Radius | Straight | Radius | Straight | Radius
Width, in. | 1 | 1 | 2 | 1 | 1
Total length of chosen curb, ft
| 0 | 0 | 0 | 0 | 0 | 0 | 0
Capital costs estimated using 2006 RS Means Building Construction Cost Data
Cost of pipe installation, $ | 0 | 0 | 0 | 0 | 0 | 0 | 0 | 0 | 0 | 0 | 0 | 0 | 0 | 0 | 0 | 0 | 0 | 0 | 0 | 0 | 0 | 0 | 0 | 0 | 0 | 0 | 0 | 0 | 0 | 0 | 0 | 0 | 0 | 0 | 0 | 0 | 0 | 0 | 0 | 0 | 0 | 0 | 0 | 0 | 0 | 0 | 0 | 0 | 0 | 0 | 0 | 0 | 0 | 0 | 0 | 0 | 0 | 0 | 0 | 0 | 0 | 0 | 0 | 0 | 0 | 0 | 0 | 0 | 0 | 0 | 0 | 0 | 0 | 0 | 0 | 0 | 0 | 0 | 0 | 0 | 0 | 0 | 0 | 0 | 0 | 0 | 0 | 0 | 0 | 0 | 0 | 0 | 0 | 0 | 0 | 0 | 0 | 0 | 0 | 0
Trench Excavation Cost, $/CY | 6.3 | 6.3 | 6.3 | 6.3 | 6.3 | 6.3 | 6.3 | 6.3 | 6.3 | 6.3 | 6.3 | 6.3 | 6.3 | 6.3 | 6.3 | 6.3 | 6.3 | 6.3 | 6.3 | 6.3 | 6.3 | 6.3 | 6.3 | 6.3 | 6.3 | 6.3 | 6.3 | 6.3 | 6.3 | 6.3 | 6.3 | 6.3 | 6.3 | 6.3 | 6.3 | 6.3 | 6.3 | 6.3 | 6.3 | 6.3 | 6.3 | 6.3 | 6.3 | 6.3 | 6.3 | 6.3 | 6.3 | 6.3 | 6.3 | 6.3 | 6.3 | 6.3 | 6.3 | 6.3 | 6.3 | 6.3 | 6.3 | 6.3 | 6.3 | 6.3 | 6.3 | 6.3 | 6.3 | 6.3 | 6.3 | 6.3 | 6.3 | 6.3 | 6.3 | 6.3 | 6.3 | 6.3 | 6.3 | 6.3 | 6.3 | 6.3 | 6.3 | 6.3 | 6.3 | 6.3 | 6.3 | 6.3 | 6.3 | 6.3 | 6.3 | 6.3 | 6.3 | 6.3 | 6.3 | 6.3 | 6.3 | 6.3 | 6.3 | 6.3 | 6.3 | 6.3 | 6.3 | 6.3 | 6.3 | 6.3
Trench Excavation Cost, $ | 0 | 0 | 0 | 0 | 0 | 0 | 0 | 0 | 0 | 0 | 0 | 0 | 0 | 0 | 0 | 0 | 0 | 0 | 0 | 0 | 0 | 0 | 0 | 0 | 0 | 0 | 0 | 0 | 0 | 0 | 0 | 0 | 0 | 0 | 0 | 0 | 0 | 0 | 0 | 0 | 0 | 0 | 0 | 0 | 0 | 0 | 0 | 0 | 0 | 0 | 0 | 0 | 0 | 0 | 0 | 0 | 0 | 0 | 0 | 0 | 0 | 0 | 0 | 0 | 0 | 0 | 0 | 0 | 0 | 0 | 0 | 0 | 0 | 0 | 0 | 0 | 0 | 0 | 0 | 0 | 0 | 0 | 0 | 0 | 0 | 0 | 0 | 0 | 0 | 0 | 0 | 0 | 0 | 0 | 0 | 0 | 0 | 0 | 0 | 0
Cost of Bedding, $/LCY | 35.61 | 35.61 | 35.61 | 35.61 | 35.61 | 35.61 | 35.61 | 35.61 | 35.61 | 35.61 | 35.61 | 35.61 | 35.61 | 35.61 | 35.61 | 35.61 | 35.61 | 35.61 | 35.61 | 35.61 | 35.61 | 35.61 | 35.61 | 35.61 | 35.61 | 35.61 | 35.61 | 35.61 | 35.61 | 35.61 | 35.61 | 35.61 | 35.61 | 35.61 | 35.61 | 35.61 | 35.61 | 35.61 | 35.61 | 35.61 | 35.61 | 35.61 | 35.61 | 35.61 | 35.61 | 35.61 | 35.61 | 35.61 | 35.61 | 35.61 | 35.61 | 35.61 | 35.61 | 35.61 | 35.61 | 35.61 | 35.61 | 35.61 | 35.61 | 35.61 | 35.61 | 35.61 | 35.61 | 35.61 | 35.61 | 35.61 | 35.61 | 35.61 | 35.61 | 35.61 | 35.61 | 35.61 | 35.61 | 35.61 | 35.61 | 35.61 | 35.61 | 35.61 | 35.61 | 35.61 | 35.61 | 35.61 | 35.61 | 35.61 | 35.61 | 35.61 | 35.61 | 35.61 | 35.61 | 35.61 | 35.61 | 35.61 | 35.61 | 35.61 | 35.61 | 35.61 | 35.61 | 35.61 | 35.61 | 35.61
Cost of Bedding, $ | 0 | 0 | 0 | 0 | 0 | 0 | 0 | 0 | 0 | 0 | 0 | 0 | 0 | 0 | 0 | 0 | 0 | 0 | 0 | 0 | 0 | 0 | 0 | 0 | 0 | 0 | 0 | 0 | 0 | 0 | 0 | 0 | 0 | 0 | 0 | 0 | 0 | 0 | 0 | 0 | 0 | 0 | 0 | 0 | 0 | 0 | 0 | 0 | 0 | 0 | 0 | 0 | 0 | 0 | 0 | 0 | 0 | 0 | 0 | 0 | 0 | 0 | 0 | 0 | 0 | 0 | 0 | 0 | 0 | 0 | 0 | 0 | 0 | 0 | 0 | 0 | 0 | 0 | 0 | 0 | 0 | 0 | 0 | 0 | 0 | 0 | 0 | 0 | 0 | 0 | 0 | 0 | 0 | 0 | 0 | 0 | 0 | 0 | 0 | 0
Cost of backfill, $/LCY | 2.21 | 2.21 | 2.21 | 2.21 | 2.21 | 2.21 | 2.21 | 2.21 | 2.21 | 2.21 | 2.21 | 2.21 | 2.21 | 2.21 | 2.21 | 2.21 | 2.21 | 2.21 | 2.21 | 2.21 | 2.21 | 2.21 | 2.21 | 2.21 | 2.21 | 2.21 | 2.21 | 2.21 | 2.21 | 2.21 | 2.21 | 2.21 | 2.21 | 2.21 | 2.21 | 2.21 | 2.21 | 2.21 | 2.21 | 2.21 | 2.21 | 2.21 | 2.21 | 2.21 | 2.21 | 2.21 | 2.21 | 2.21 | 2.21 | 2.21 | 2.21 | 2.21 | 2.21 | 2.21 | 2.21 | 2.21 | 2.21 | 2.21 | 2.21 | 2.21 | 2.21 | 2.21 | 2.21 | 2.21 | 2.21 | 2.21 | 2.21 | 2.21 | 2.21 | 2.21 | 2.21 | 2.21 | 2.21 | 2.21 | 2.21 | 2.21 | 2.21 | 2.21 | 2.21 | 2.21 | 2.21 | 2.21 | 2.21 | 2.21 | 2.21 | 2.21 | 2.21 | 2.21 | 2.21 | 2.21 | 2.21 | 2.21 | 2.21 | 2.21 | 2.21 | 2.21 | 2.21 | 2.21 | 2.21 | 2.21
Cost of backfill, $ | 0 | 0 | 0 | 0 | 0 | 0 | 0 | 0 | 0 | 0 | 0 | 0 | 0 | 0 | 0 | 0 | 0 | 0 | 0 | 0 | 0 | 0 | 0 | 0 | 0 | 0 | 0 | 0 | 0 | 0 | 0 | 0 | 0 | 0 | 0 | 0 | 0 | 0 | 0 | 0 | 0 | 0 | 0 | 0 | 0 | 0 | 0 | 0 | 0 | 0 | 0 | 0 | 0 | 0 | 0 | 0 | 0 | 0 | 0 | 0 | 0 | 0 | 0 | 0 | 0 | 0 | 0 | 0 | 0 | 0 | 0 | 0 | 0 | 0 | 0 | 0 | 0 | 0 | 0 | 0 | 0 | 0 | 0 | 0 | 0 | 0 | 0 | 0 | 0 | 0 | 0 | 0 | 0 | 0 | 0 | 0 | 0 | 0 | 0 | 0
Inlet Cost, $ | 0 | 0 | 0 | 0 | 0 | 0 | 0 | 0 | 0 | 0 | 0 | 0 | 0 | 0 | 0 | 0 | 0 | 0 | 0 | 0 | 0 | 0 | 0 | 0 | 0 | 0 | 0 | 0 | 0 | 0 | 0 | 0 | 0 | 0 | 0 | 0 | 0 | 0 | 0 | 0 | 0 | 0 | 0 | 0 | 0 | 0 | 0 | 0 | 0 | 0 | 0 | 0 | 0 | 0 | 0 | 0 | 0 | 0 | 0 | 0 | 0 | 0 | 0 | 0 | 0 | 0 | 0 | 0 | 0 | 0 | 0 | 0 | 0 | 0 | 0 | 0 | 0 | 0 | 0 | 0 | 0 | 0 | 0 | 0 | 0 | 0 | 0 | 0 | 0 | 0 | 0 | 0 | 0 | 0 | 0 | 0 | 0 | 0 | 0 | 0
Manhole Cost, $ | 0 | 0 | 0 | 0 | 0 | 0 | 0 | 0 | 0 | 0 | 0 | 0 | 0 | 0 | 0 | 0 | 0 | 0 | 0 | 0 | 0 | 0 | 0 | 0 | 0 | 0 | 0 | 0 | 0 | 0 | 0 | 0 | 0 | 0 | 0 | 0 | 0 | 0 | 0 | 0 | 0 | 0 | 0 | 0 | 0 | 0 | 0 | 0 | 0 | 0 | 0 | 0 | 0 | 0 | 0 | 0 | 0 | 0 | 0 | 0 | 0 | 0 | 0 | 0 | 0 | 0 | 0 | 0 | 0 | 0 | 0 | 0 | 0 | 0 | 0 | 0 | 0 | 0 | 0 | 0 | 0 | 0 | 0 | 0 | 0 | 0 | 0 | 0 | 0 | 0 | 0 | 0 | 0 | 0 | 0 | 0 | 0 | 0 | 0 | 0
Total cost for individual segment, $ | 0 | 0 | 0 | 0 | 0 | 0 | 0 | 0 | 0 | 0 | 0 | 0 | 0 | 0 | 0 | 0 | 0 | 0 | 0 | 0 | 0 | 0 | 0 | 0 | 0 | 0 | 0 | 0 | 0 | 0 | 0 | 0 | 0 | 0 | 0 | 0 | 0 | 0 | 0 | 0 | 0 | 0 | 0 | 0 | 0 | 0 | 0 | 0 | 0 | 0 | 0 | 0 | 0 | 0 | 0 | 0 | 0 | 0 | 0 | 0 | 0 | 0 | 0 | 0 | 0 | 0 | 0 | 0 | 0 | 0 | 0 | 0 | 0 | 0 | 0 | 0 | 0 | 0 | 0 | 0 | 0 | 0 | 0 | 0 | 0 | 0 | 0 | 0 | 0 | 0 | 0 | 0 | 0 | 0 | 0 | 0 | 0 | 0 | 0 | 0
Total cost of curb and gutter, $ | 0
Total cost of frames and covers, $ | 0
84
Land Cost (if applicable), $ | 0
Capital Cost, $ | 0
Annual Maintenance Cost, $ | 0
ENR Construction Cost Index
Select City | 4
Select Year | 29
Current City cost Index | 5576.78
Baseline National Cost Index | 7684.0797
City Cost Index Multiplier using ENR | 0.72576
Interest rate on debt capital, % | 5
Financing Period, years | 20
Present Value Multiplier | 12.4622
Annual value of present amount | 0.080243
Present value of all costs, $ | 0
Annualized value of all costs during financing period, $ | 0
Pipe material
Corrugated Metal Pipe
Reinforced Concrete Pipe
[11 empty] | Total Cost | 0
7.09
5.87
86.29
6.12
6.72
[11 empty] | 0 |  | 0 |  | pipe diameters
[11 empty] | 1 | H=1, V=1 | 7.09 |  | 8
[11 empty] | 2 | H=2, V=1 | 5.87 |  | 12
[11 empty] | 3 | H=0, V=1 | 86.29 |  | 15
[11 empty] | 4 | H=1, V=2 | 6.12 |  | 18
[11 empty] | 5 | H=1.5, V=1 | 6.72 |  | 24
36
[12 empty] | Internal riser diameter (ft) |  |  | 48
Pipe cost data
Min. bedding thickness (in.)= | 6
Min depth of backfill from crown of pipe (in.)= | 36
Allowable pipe diameters (in.)
18 | 1 | 18
21 | 2 | 21
24 | 3 | 24
27 | 4 | 27
30 | 5 | 30
36 | 6 | 36
42 | 7 | 42
48 | 8 | 48
60 | 9 | 60
72 | 10 | 72
84 | 11 | 84
96 | 12 | 96
Selected pipe diameter for each segment | 8 | 8 | 8 | 8 | 8 | 8 | 8 | 8 | 8 | 8 | 8 | 8 | 8 | 8 | 8 | 8 | 8 | 8 | 8 | 8 | 8 | 8 | 8 | 8 | 8 | 8 | 8 | 8 | 8 | 8 | 8 | 8 | 8 | 8 | 8 | 8 | 8 | 8 | 8 | 8 | 8 | 8 | 8 | 8 | 8 | 8 | 8 | 8 | 8 | 8 | 8 | 8 | 8 | 8 | 8 | 8 | 8 | 8 | 8 | 8 | 8 | 8 | 8 | 8 | 8 | 8 | 8 | 8 | 8 | 8 | 8 | 8 | 8 | 8 | 8 | 8 | 8 | 8 | 8 | 8 | 8 | 8 | 8 | 8 | 8 | 8 | 8 | 8 | 8 | 8 | 8 | 8 | 8 | 8 | 8 | 8 | 8 | 8 | 8 | 8
| 8 | 8 | 8 | 8 | 8 | 8 | 8 | 8 | 8 | 8 | 8 | 8 | 8 | 8 | 8 | 8 | 8 | 8 | 8 | 8 | 8 | 8 | 8 | 8 | 8 | 8 | 8 | 8 | 8 | 8 | 8 | 8 | 8 | 8 | 8 | 8 | 8 | 8 | 8 | 8 | 8 | 8 | 8 | 8 | 8 | 8 | 8 | 8 | 8 | 8 | 8 | 8 | 8 | 8 | 8 | 8 | 8 | 8 | 8 | 8 | 8 | 8 | 8 | 8 | 8 | 8 | 8 | 8 | 8 | 8 | 8 | 8 | 8 | 8 | 8 | 8 | 8 | 8 | 8 | 8 | 8 | 8 | 8 | 8 | 8 | 8 | 8 | 8 | 8 | 8 | 8 | 8 | 8 | 8 | 8 | 8 | 8 | 8 | 8 | 8
Internal riser diameter of manholes, in. | 1 | 48
| 2 | 60
| 3 | 72
| 48 | 48 | 48 | 48 | 48 | 48 | 48 | 48 | 48 | 48 | 48 | 48 | 48 | 48 | 48 | 48 | 48 | 48 | 48 | 48
| 48 | 48 | 48 | 48 | 48 | 48 | 48 | 48 | 48 | 48 | 48 | 48 | 48 | 48 | 48 | 48 | 48 | 48 | 48 | 48
Invert depth of manhole, in | 0 | 0 | 0 | 0 | 0 | 0 | 0 | 0 | 0 | 0 | 0 | 0 | 0 | 0 | 0 | 0 | 0 | 0 | 0 | 0

## ENR cost indices
| Year | Construction Cost Index | [19 empty] | const cost index | materials price index | common labor index | building cost index
1 |  | Atlanta, GA | Baltimore, MD | Birmingham, AL | Boston, MA | Chicago, IL | Cincinnati, OH | Cleveland, OH | Dallas, TX | Denver, CO | Detroit, MI | Kansas City, MO | Los Angeles, CA | Minneapolis, MN | New Orleans, LA | New York, NY | Philadelphia, PA | Pittsburgh, PA | San Francisco, CA | Seattle, WA | St.Louis, MO | 20 city average | 20 city index | 20 city average | 20 city average
2 | 1978 | 2172.6 | 2396.39 | 2283.3 | 2772.83 | 2981.85 | 3088.21 | 3267.97 | 2082.95 | 2564.77 | 3223.97 | 3039.64 | 3421.25 | 2902.6 | 2346.65 | 3325.43 | 2839.24 | 2945.44 | 3412.2 | 3197 | 3105.71 | 2776 | NA | NA | 1654
3 | 1979 | 2358.43 | 2719.34 | 2431.67 | 3096.16 | 3266.78 | 3349.05 | 3565.5 | 2427.24 | 2739.14 | 3492.04 | 3256.47 | 3638.81 | 3154.37 | 2693.75 | 3580.5 | 3183.93 | 3180.57 | 3806.14 | 3497.64 | 3344.2 | 3003 | NA | NA | 1919
4 | 1980 | 2535.72 | 2904.39 | 2558.45 | 3173.98 | 3497.25 | 3609.93 | 3860.76 | 2683.34 | 2947.14 | 3798.23 | 3551.83 | 4102.37 | 3238.86 | 2792.99 | 3774.64 | 3233.59 | 3383.37 | 4371.96 | 3909.16 | 3578.4 | 3237 | NA | NA | 1941
5 | 1981 | 2801.31 | 3060.78 | 2768.12 | 3659.88 | 3749.45 | 4045.44 | 4379.04 | 2975.25 | 3200.57 | 4138.17 | 3838.22 | 4530.96 | 3612.6 | 3087.99 | 4125.68 | 3603.48 | 3653.46 | 4592.45 | 4230.36 | 3834.64 | 3535 | NA | NA | 2097
6 | 1982 | 3034.47 | 3097.4 | 2853.6 | 3993.72 | 4106.45 | 4234.64 | 4669.64 | 3192.54 | 3445.7 | 4244.91 | 4069.74 | 4934.14 | 3924.98 | 3294.66 | 4553.93 | 3858.5 | 3894.97 | 4993.3 | 4490.38 | 4107.49 | 3825 | NA | NA | 2234
7 | 1983 | 2909 | 3107.35 | 2983.6 | 4204.75 | 4235.73 | 4398.6 | 4847.04 | 3263.61 | 3690.22 | 4375.55 | 4199.38 | 5063.89 | 4322.45 | 3444.58 | 4887.55 | 4175.74 | 4077.51 | 5122.74 | 4559.55 | 4325.69 | 4066 | 1650.75 | NA | 2384
8 | 1984 | 2898.53 | 3158.77 | 3074.83 | 4497.4 | 4319.75 | 4437.58 | 5073.08 | 2950.4 | 3106.45r | 4331.1 | 4200.58 | 5259.93 | 4209.93 | 3427.64 | 5160.95 | 4437.81 | 4234.49 | 5049.13 | 4546.01 | 4511.37 | 4146 | 1620.8333 | NA | 2417
9 | 1985 | 2909.71 | 3236.9 | 3037.76 | 4685.85 | 4367.28 | 4548.2 | 4992.32 | 2997.36 | 3316.24 | 4468.09 | 4337.4 | 5446.69 | 4303.33 | 3411.86 | 5388.08 | 4549.62 | 4208.63 | 5055.04 | 4563.1 | 4733.37 | 4195 | 1617.0833 | NA | 2428
10 | 1986 | 3018.67 | 3372.26 | 3083.92 | 4722.66 | 4495.88 | 4567.24 | 5061.56 | 3152.84 | 3503.37 | 4674.95 | 4485.48 | 5452.2 | 4406.75 | 3513.96 | 5621.15 | 4678.78 | 4280.39 | 5508.43 | 4585.4 | 4827.92 | 4295 | 1634.1667 | NA | 2483
11 | 1987 | 3094.92 | 3560.91 | 3251.65 | 4941.39 | 4686.53 | 4647.13 | 5251.44 | 2985.85 | 3506.95 | 4859.89 | 4599.98 | 5474.14 | 4494.16 | 3572.49 | 5961.27 | 4883.56 | 4311.93 | 5732.37 | 4684.28 | 5056.78 | 4406 | 1659 | NA | 2541
12 | 1988 | 3107.63 | 3576.83 | 3331.21 | 5137.58 | 4844.48 | 4700.51 | 5237.37 | 3184.72 | 3538.26 | 5092.67 | 4667.26 | 5770.84 | 4582.99 | 3571.19 | 6231.12 | 5064.2 | 4331.7 | 5734.48 | 4738.35 | 5061.56 | 4519 | 1694 | NA | 2598
13 | 1989 | 3141.55 | 3707.18 | 3413.76 | 5373.14 | 4957.69 | 4877.51 | 5161.68 | 3208.39 | 3641.78 | 5171.88 | 4719.9 | 5789.77 | 4804.75 | 3590.13 | 6453.56 | 5299.78 | 4425.57 | 5932.57 | 4898.01 | 5132.97 | 4615 | 1693.3333 | NA | 2634
14 | 1990 | 3191.55 | 3884.43 | 3426.41 | 5614.79 | 4998.8 | 4933.91 | 5368.82 | 3195.21 | 3668.2 | 5153.9 | 4763.94 | 5994.55 | 4798.61 | 3602.41 | 6846.49 | 5431.26 | 4580.56 | 6055.61 | 4933.39 | 5090.94 | 4732 | 1720.1667 | 9645.75 | 2702
15 | 1991 | 3224.67 | 3858.19 | 3466.21 | 5722.5 | 5384.16 | 5011.1 | 5450.25 | 3336.53 | 3715.34 | 5244.65 | 4762.18 | 6090.12 | 4932.67 | 3638.65 | 7110.37 | 5616.96 | 4696.93 | 6222.06 | 5120.63 | 5172.41 | 4835 | 1708.8333 | 9935.1667 | 2751
16 | 1992 | 3348.42 | 3997.47 | 3665.33 | 5973.33 | 5643.78 | 5209.18 | 5501.09 | 3476.69 | 3833.64 | 5395.34 | 4955.79 | 6348.55 | 5133.25 | 3730.37 | 7367.49 | 5682.35 | 4988.38 | 6294.84 | 5320.37 | 5315.67 | 4985 | 1760.9167 | 10243.4167 | 2834
17 | 1993 | 3389.89 | 4171.75 | 3919.97 | 6380.25 | 5962.58 | 5344.53 | 5752.29 | 3570.97 | 4012.02 | 5917.92 | 5224.43 | 6477.84 | 5395.05 | 3764.21 | 7737.11 | 6022.23 | 5287.87 | 6477.95 | 5630.25 | 5765.31 | 5210 | 1953.1667 | 10524.75 | 2996
18 | 1994 | 3430.97 | 4198.95 | 3940.28 | 6404.34 | 6177.81 | 5504.43 | 5922.53 | 3640.03 | 4008.74 | 5979.62 | 5304.63 | 6532.95 | 5776.85 | 3831.08 | 8117.64 | 6224.86 | 5485.79 | 6530.35 | 5818.49 | 5947.05 | 5408 | 2068.1667 | 10855.9167 | 3111
19 | 1995 | 3381.41 | 4324.86 | 4069.43 | 6407.28 | 6333.93 | 5450.56 | 6018.52 | 3641.12 | 4087.82 | 6135.27 | 5369.96 | 6526.22 | 5909.05 | 3833.36 | 8378.68 | 6431 | 5648.52 | 6558.16 | 5924.09 | 6053.67 | 5471 | 1992.8333 | 11146.25 | 3111
20 | 1996 | 3601.31 | 4544.51 | 4264.98 | 6772.2 | 6743.46 | 5488.81 | 6187.09 | 3870.81 | 4334.09 | 6428.7 | 5652.65 | 6558.44 | 6298.52 | 3973.26 | 8554.47 | 6599.25 | 5984.29 | 6629.61 | 6086.77 | 6302.04 | 5620 | 2045.8333 | 11443.8333 | 3203
21 | 1997 | 3690.27 | 4502.11 | 4310.28 | 6747.28 | 6625.83 | 5585.21 | 6264.58 | 3935.95 | 4329.24 | 6619.64 | 5909.18 | 6663.55 | 6434.11 | 4013.79 | 8742.88 | 7057.36 | 5889.15 | 6731.08 | 6639.85 | 6474.56 | 5826 | 2225.9167 | 11697.3333 | 3364
22 | 1998 | 3772.43 | 4534.38 | 4230.88 | 6921.04 | 7086.96 | 5641.21 | 6347.97 | 3960.19 | 4470.35 | 6817.65 | 5981.26 | 6851.95 | 6628.38 | 3994.93 | 8899.59 | 7297.87 | 5976.05 | 6845.59 | 6957.81 | 6598.82 | 5920 | 2179.25 | 12024.4167 | 3391
23 | 1999 | 3849.39 | 4564.19 | 4472.05 | 7103.92 | 7464.71 | 5888.56 | 6462.03 | 3968.5 | 4498.45 | 6943.56 | 5999.65 | 6825.97 | 6878.53 | 3945.01 | 9355.77 | 7487.01 | 6068.33 | 6816.7 | 7137.17 | 6806.23 | 6059 | 2184.0833 | 12382.5833 | 3456
24 | 2000 | 4105.86 | 4532.08 | 4504.66 | 6986.61 | 7747.96 | 6044.89 | 6733.83 | 3985.86 | 4766.74 | 7100.4 | 6221.07 | 7068.04 | 6995.02 | 4016.26 | 9379.14 | 7600.26 | 6198.9 | 7447.99 | 7368.25 | 6851.3 | 6221 | 2195.0833 | 12789.6667 | 3539
25 | 2001 | 4045.52 | 4542.29 | 4716.58 | 7042.39 | 7679.62 | 5858.12 | 6920.63 | 3854.32 | 4663.08 | 7378.92 | 6477.21 | 7226.92 | 7317.41 | 3984.38 | 10101.24 | 7960.76 | 6252.6 | 7399.07 | 7335.24 | 7047.92 | 6343 | 2112.8333 | 13242.25 | 3574
26 | 2002 | 4189.12 | 4580.15 | 4686.49 | 7546.61 | 7965.18 | 6155.81 | 7067.13 | 3895.46 | 4744.3 | 7654.06 | 6782.21 | 7402.75 | 7620.66 | 3906.42 | 10009.06 | 8226.27 | 6419.37 | 7644.46 | 7561.98 | 7197.19 | 6538 | 2043.6667 | 13870.6667 | 3623
27 | 2003 | 4374.69 | 4818.78 | 4904.07 | 7976.09 | 8348.45 | 6286.9 | 7229.01 | 4044.04 | 5015.43 | 7860.94 | 6971.96 | 7531.77 | 7999.46 | 3899.73 | 10386.73 | 8403.02 | 6512.58 | 7788.8 | 7866.58 | 7414.09 | 6694 | 1980.75 | 14385.6667 | 3693
28 | 2004 | 4533.6 | 4978.88 | 5125.83 | 8216.29 | 8927.07 | 6587.24 | 7468.96 | 4207.65 | 5310.42 | 8191.41 | 7494.32 | 7899.48 | 8329.93 | 4257.45 | 11279.53 | 8701.1 | 6884.92 | 8091.66 | 8014.67 | 7797.3 | 7115 | 2295.8333 | 14977.5833 | 3984
29 | 2005 | 4678.4808 | 5277.7017 | 5308.6025 | 8684.8067 | 9603.47 | 7031.365 | 7763.3308 | 4528.3933 | 5476.7583 | 8585.485 | 8022.285 | 8330.1058 | 8858.565 | 4390.9958 | 11810.41 | 8743.0683 | 7035.5833 | 8298.8383 | 8264.5875 | 8181.5433 | 7443.72
30 | 2006 | 4829.2975 | 5471.68 | 5576.78 | 9208.61 | 10123.16 | 7283 | 7901.41 | 4696.5325 | 5560.05 | 8768.1 | 8389.66 | 8559.83 | 9024.095 | 4451.805 | 11993.7125 | 9209.1 | 7248.39 | 8452.6925 | 8454.43 | 8479.26 | 7684.0797 | NA = not available
1 |  | 1978 | 1979 | 1980 | 1981 | 1982 | 1983 | 1984 | 1985 | 1986 | 1987 | 1988 | 1989 | 1990 | 1991 | 1992 | 1993 | 1994 | 1995 | 1996 | 1997 | 1998 | 1999 | 2000 | 2001 | 2002 | 2003 | 2004 | 2005 | 2006
2 | Atlanta, GA | 2172.6 | 2358.43 | 2535.72 | 2801.31 | 3034.47 | 2909 | 2898.53 | 2909.71 | 3018.67 | 3094.92 | 3107.63 | 3141.55 | 3191.55 | 3224.67 | 3348.42 | 3389.89 | 3430.97 | 3381.41 | 3601.31 | 3690.27 | 3772.43 | 3849.39 | 4105.86 | 4045.52 | 4189.12 | 4374.69 | 4533.6 | 4678.4808 | 4829.2975 | 1 | 1978
3 | Baltimore, MD | 2396.39 | 2719.34 | 2904.39 | 3060.78 | 3097.4 | 3107.35 | 3158.77 | 3236.9 | 3372.26 | 3560.91 | 3576.83 | 3707.18 | 3884.43 | 3858.19 | 3997.47 | 4171.75 | 4198.95 | 4324.86 | 4544.51 | 4502.11 | 4534.38 | 4564.19 | 4532.08 | 4542.29 | 4580.15 | 4818.78 | 4978.88 | 5277.7017 | 5471.68 | 2 | 1979
4 | Birmingham, AL | 2283.3 | 2431.67 | 2558.45 | 2768.12 | 2853.6 | 2983.6 | 3074.83 | 3037.76 | 3083.92 | 3251.65 | 3331.21 | 3413.76 | 3426.41 | 3466.21 | 3665.33 | 3919.97 | 3940.28 | 4069.43 | 4264.98 | 4310.28 | 4230.88 | 4472.05 | 4504.66 | 4716.58 | 4686.49 | 4904.07 | 5125.83 | 5308.6025 | 5576.78 | 3 | 1980
5 | Boston, MA | 2772.83 | 3096.16 | 3173.98 | 3659.88 | 3993.72 | 4204.75 | 4497.4 | 4685.85 | 4722.66 | 4941.39 | 5137.58 | 5373.14 | 5614.79 | 5722.5 | 5973.33 | 6380.25 | 6404.34 | 6407.28 | 6772.2 | 6747.28 | 6921.04 | 7103.92 | 6986.61 | 7042.39 | 7546.61 | 7976.09 | 8216.29 | 8684.8067 | 9208.61 | 4 | 1981
6 | Chicago, IL | 2981.85 | 3266.78 | 3497.25 | 3749.45 | 4106.45 | 4235.73 | 4319.75 | 4367.28 | 4495.88 | 4686.53 | 4844.48 | 4957.69 | 4998.8 | 5384.16 | 5643.78 | 5962.58 | 6177.81 | 6333.93 | 6743.46 | 6625.83 | 7086.96 | 7464.71 | 7747.96 | 7679.62 | 7965.18 | 8348.45 | 8927.07 | 9603.47 | 10123.16 | 5 | 1982
7 | Cincinnati, OH | 3088.21 | 3349.05 | 3609.93 | 4045.44 | 4234.64 | 4398.6 | 4437.58 | 4548.2 | 4567.24 | 4647.13 | 4700.51 | 4877.51 | 4933.91 | 5011.1 | 5209.18 | 5344.53 | 5504.43 | 5450.56 | 5488.81 | 5585.21 | 5641.21 | 5888.56 | 6044.89 | 5858.12 | 6155.81 | 6286.9 | 6587.24 | 7031.365 | 7283 | 6 | 1983
8 | Cleveland, OH | 3267.97 | 3565.5 | 3860.76 | 4379.04 | 4669.64 | 4847.04 | 5073.08 | 4992.32 | 5061.56 | 5251.44 | 5237.37 | 5161.68 | 5368.82 | 5450.25 | 5501.09 | 5752.29 | 5922.53 | 6018.52 | 6187.09 | 6264.58 | 6347.97 | 6462.03 | 6733.83 | 6920.63 | 7067.13 | 7229.01 | 7468.96 | 7763.3308 | 7901.41 | 7 | 1984
9 | Dallas, TX | 2082.95 | 2427.24 | 2683.34 | 2975.25 | 3192.54 | 3263.61 | 2950.4 | 2997.36 | 3152.84 | 2985.85 | 3184.72 | 3208.39 | 3195.21 | 3336.53 | 3476.69 | 3570.97 | 3640.03 | 3641.12 | 3870.81 | 3935.95 | 3960.19 | 3968.5 | 3985.86 | 3854.32 | 3895.46 | 4044.04 | 4207.65 | 4528.3933 | 4696.5325 | 8 | 1985
10 | Denver, CO | 2564.77 | 2739.14 | 2947.14 | 3200.57 | 3445.7 | 3690.22 | 3106.45r | 3316.24 | 3503.37 | 3506.95 | 3538.26 | 3641.78 | 3668.2 | 3715.34 | 3833.64 | 4012.02 | 4008.74 | 4087.82 | 4334.09 | 4329.24 | 4470.35 | 4498.45 | 4766.74 | 4663.08 | 4744.3 | 5015.43 | 5310.42 | 5476.7583 | 5560.05 | 9 | 1986
11 | Detroit, MI | 3223.97 | 3492.04 | 3798.23 | 4138.17 | 4244.91 | 4375.55 | 4331.1 | 4468.09 | 4674.95 | 4859.89 | 5092.67 | 5171.88 | 5153.9 | 5244.65 | 5395.34 | 5917.92 | 5979.62 | 6135.27 | 6428.7 | 6619.64 | 6817.65 | 6943.56 | 7100.4 | 7378.92 | 7654.06 | 7860.94 | 8191.41 | 8585.485 | 8768.1 | 10 | 1987
12 | Kansas City, MO | 3039.64 | 3256.47 | 3551.83 | 3838.22 | 4069.74 | 4199.38 | 4200.58 | 4337.4 | 4485.48 | 4599.98 | 4667.26 | 4719.9 | 4763.94 | 4762.18 | 4955.79 | 5224.43 | 5304.63 | 5369.96 | 5652.65 | 5909.18 | 5981.26 | 5999.65 | 6221.07 | 6477.21 | 6782.21 | 6971.96 | 7494.32 | 8022.285 | 8389.66 | 11 | 1988
13 | Los Angeles, CA | 3421.25 | 3638.81 | 4102.37 | 4530.96 | 4934.14 | 5063.89 | 5259.93 | 5446.69 | 5452.2 | 5474.14 | 5770.84 | 5789.77 | 5994.55 | 6090.12 | 6348.55 | 6477.84 | 6532.95 | 6526.22 | 6558.44 | 6663.55 | 6851.95 | 6825.97 | 7068.04 | 7226.92 | 7402.75 | 7531.77 | 7899.48 | 8330.1058 | 8559.83 | 12 | 1989
14 | Minneapolis, MN | 2902.6 | 3154.37 | 3238.86 | 3612.6 | 3924.98 | 4322.45 | 4209.93 | 4303.33 | 4406.75 | 4494.16 | 4582.99 | 4804.75 | 4798.61 | 4932.67 | 5133.25 | 5395.05 | 5776.85 | 5909.05 | 6298.52 | 6434.11 | 6628.38 | 6878.53 | 6995.02 | 7317.41 | 7620.66 | 7999.46 | 8329.93 | 8858.565 | 9024.095 | 13 | 1990
15 | New Orleans, LA | 2346.65 | 2693.75 | 2792.99 | 3087.99 | 3294.66 | 3444.58 | 3427.64 | 3411.86 | 3513.96 | 3572.49 | 3571.19 | 3590.13 | 3602.41 | 3638.65 | 3730.37 | 3764.21 | 3831.08 | 3833.36 | 3973.26 | 4013.79 | 3994.93 | 3945.01 | 4016.26 | 3984.38 | 3906.42 | 3899.73 | 4257.45 | 4390.9958 | 4451.805 | 14 | 1991
16 | New York, NY | 3325.43 | 3580.5 | 3774.64 | 4125.68 | 4553.93 | 4887.55 | 5160.95 | 5388.08 | 5621.15 | 5961.27 | 6231.12 | 6453.56 | 6846.49 | 7110.37 | 7367.49 | 7737.11 | 8117.64 | 8378.68 | 8554.47 | 8742.88 | 8899.59 | 9355.77 | 9379.14 | 10101.24 | 10009.06 | 10386.73 | 11279.53 | 11810.41 | 11993.7125 | 15 | 1992
17 | Philadelphia, PA | 2839.24 | 3183.93 | 3233.59 | 3603.48 | 3858.5 | 4175.74 | 4437.81 | 4549.62 | 4678.78 | 4883.56 | 5064.2 | 5299.78 | 5431.26 | 5616.96 | 5682.35 | 6022.23 | 6224.86 | 6431 | 6599.25 | 7057.36 | 7297.87 | 7487.01 | 7600.26 | 7960.76 | 8226.27 | 8403.02 | 8701.1 | 8743.0683 | 9209.1 | 16 | 1993
18 | Pittsburgh, PA | 2945.44 | 3180.57 | 3383.37 | 3653.46 | 3894.97 | 4077.51 | 4234.49 | 4208.63 | 4280.39 | 4311.93 | 4331.7 | 4425.57 | 4580.56 | 4696.93 | 4988.38 | 5287.87 | 5485.79 | 5648.52 | 5984.29 | 5889.15 | 5976.05 | 6068.33 | 6198.9 | 6252.6 | 6419.37 | 6512.58 | 6884.92 | 7035.5833 | 7248.39 | 17 | 1994
19 | San Francisco, CA | 3412.2 | 3806.14 | 4371.96 | 4592.45 | 4993.3 | 5122.74 | 5049.13 | 5055.04 | 5508.43 | 5732.37 | 5734.48 | 5932.57 | 6055.61 | 6222.06 | 6294.84 | 6477.95 | 6530.35 | 6558.16 | 6629.61 | 6731.08 | 6845.59 | 6816.7 | 7447.99 | 7399.07 | 7644.46 | 7788.8 | 8091.66 | 8298.8383 | 8452.6925 | 18 | 1995
20 | Seattle, WA | 3197 | 3497.64 | 3909.16 | 4230.36 | 4490.38 | 4559.55 | 4546.01 | 4563.1 | 4585.4 | 4684.28 | 4738.35 | 4898.01 | 4933.39 | 5120.63 | 5320.37 | 5630.25 | 5818.49 | 5924.09 | 6086.77 | 6639.85 | 6957.81 | 7137.17 | 7368.25 | 7335.24 | 7561.98 | 7866.58 | 8014.67 | 8264.5875 | 8454.43 | 19 | 1996
21 | St.Louis, MO | 3105.71 | 3344.2 | 3578.4 | 3834.64 | 4107.49 | 4325.69 | 4511.37 | 4733.37 | 4827.92 | 5056.78 | 5061.56 | 5132.97 | 5090.94 | 5172.41 | 5315.67 | 5765.31 | 5947.05 | 6053.67 | 6302.04 | 6474.56 | 6598.82 | 6806.23 | 6851.3 | 7047.92 | 7197.19 | 7414.09 | 7797.3 | 8181.5433 | 8479.26 | 20 | 1997
22 | Construction Cost index 20 city average | 2776 | 3003 | 3237 | 3535 | 3825 | 4066 | 4146 | 4195 | 4295 | 4406 | 4519 | 4615 | 4732 | 4835 | 4985 | 5210 | 5408 | 5471 | 5620 | 5826 | 5920 | 6059 | 6221 | 6343 | 6538 | 6694 | 7115 | 7443.72 | 7684.0797 | 21 | 1998
23 | Material Price Index 20 city index | NA | NA | NA | NA | NA | 1650.75 | 1620.8333 | 1617.0833 | 1634.1667 | 1659 | 1694 | 1693.3333 | 1720.1667 | 1708.8333 | 1760.9167 | 1953.1667 | 2068.1667 | 1992.8333 | 2045.8333 | 2225.9167 | 2179.25 | 2184.0833 | 2195.0833 | 2112.8333 | 2043.6667 | 1980.75 | 2295.8333 |  |  | 22 | 1999
24 | Common Labor Index 20 city average | NA | NA | NA | NA | NA | NA | NA | NA | NA | NA | NA | NA | 9645.75 | 9935.1667 | 10243.4167 | 10524.75 | 10855.9167 | 11146.25 | 11443.8333 | 11697.3333 | 12024.4167 | 12382.5833 | 12789.6667 | 13242.25 | 13870.6667 | 14385.6667 | 14977.5833 |  |  | 23 | 2000
| Building Cost Index 20 city average | 1654 | 1919 | 1941 | 2097 | 2234 | 2384 | 2417 | 2428 | 2483 | 2541 | 2598 | 2634 | 2702 | 2751 | 2834 | 2996 | 3111 | 3111 | 3203 | 3364 | 3391 | 3456 | 3539 | 3574 | 3623 | 3693 | 3984 |  |  | 24 | 2001
[31 empty] | 25 | 2002
[31 empty] | 26 | 2003
[31 empty] | 27 | 2004
[31 empty] | 28 | 2005
[31 empty] | 29 | 2006

## cost index
Year | Construction Cost Index | [19 empty] | const cost index | materials price index | common labor index | building cost index
| Atlanta, GA | Baltimore, MD | Birmingham, AL | Boston, MA | Chicago, IL | Cincinnati, OH | Cleveland, OH | Dallas, TX | Denver, CO | Detroit, MI | Kansas City, MO | Los Angeles, CA | Minneapolis, MN | New Orleans, LA | New York, NY | Philadelphia, PA | Pittsburgh, PA | San Francisco, CA | Seattle, WA | St.Louis, MO | 20 city average | 20 city index | 20 city average | 20 city average
1989 | 3141.55 | 3707.18 | 3413.76 | 5373.14 | 4957.69 | 4877.51 | 5161.68 | 3208.39 | 3641.78 | 5171.88 | 4719.9 | 5789.77 | 4804.75 | 3590.13 | 6453.56 | 5299.78 | 4425.57 | 5932.57 | 4898.01 | 5132.97 | 4615 | 1693.3333 | NA | 2634
1991 | 3224.67 | 3858.19 | 3466.21 | 5722.5 | 5384.16 | 5011.1 | 5450.25 | 3336.53 | 3715.34 | 5244.65 | 4762.18 | 6090.12 | 4932.67 | 3638.65 | 7110.37 | 5616.96 | 4696.93 | 6222.06 | 5120.63 | 5172.41 | 4835 | 1708.8333 | 9935.1667 | 2751
2005 | 4603.49 | 5186.73 | 5135.56 | 8310.54 | 9353.68 | 7003.8 | 7649.75 | 4345.89 | 5450.52 | 8444.8 | 7936.6 | 8232.32 | 8611.33 | 4360.01 | 11726.63 | 8631.64 | 6981.69 | 8236.56 | 8171.8 | 7921.41
| Year | City | 1989 | 1991 | 2005
| Construction Cost Index | Atlanta, GA | 3141.55 | 3224.67 | 4603.49
|  | Baltimore, MD | 3707.18 | 3858.19 | 5186.73
|  | Birmingham, AL | 3413.76 | 3466.21 | 5135.56
|  | Boston, MA | 5373.14 | 5722.5 | 8310.54
|  | Chicago, IL | 4957.69 | 5384.16 | 9353.68
|  | Cincinnati, OH | 4877.51 | 5011.1 | 7003.8
|  | Cleveland, OH | 5161.68 | 5450.25 | 7649.75
|  | Dallas, TX | 3208.39 | 3336.53 | 4345.89
|  | Denver, CO | 3641.78 | 3715.34 | 5450.52
|  | Detroit, MI | 5171.88 | 5244.65 | 8444.8
|  | Kansas City, MO | 4719.9 | 4762.18 | 7936.6
|  | Los Angeles, CA | 5789.77 | 6090.12 | 8232.32
|  | Minneapolis, MN | 4804.75 | 4932.67 | 8611.33
|  | New Orleans, LA | 3590.13 | 3638.65 | 4360.01
|  | New York, NY | 6453.56 | 7110.37 | 11726.63
|  | Philadelphia, PA | 5299.78 | 5616.96 | 8631.64
|  | Pittsburgh, PA | 4425.57 | 4696.93 | 6981.69
|  | San Francisco, CA | 5932.57 | 6222.06 | 8236.56
|  | Seattle, WA | 4898.01 | 5120.63 | 8171.8
|  | St.Louis, MO | 5132.97 | 5172.41 | 7921.41
| const cost index | 20 city average | 4615 | 4835
| materials price index | 20 city index | 1693.3333 | 1708.83
| common labor index | 20 city average | NA | 9935.17
| building cost index | 20 city average | 2634 | 2751
| Year | average 20 city const cost index
1 | 1978 | 2776
2 | 1979 | 3003
3 | 1980 | 3237
4 | 1981 | 3535
5 | 1982 | 3825
6 | 1983 | 4066
7 | 1984 | 4146
8 | 1985 | 4195
9 | 1986 | 4295
10 | 1987 | 4406
11 | 1988 | 4519
12 | 1989 | 4615
13 | 1990 | 4732
14 | 1991 | 4835
15 | 1992 | 4985
16 | 1993 | 5210
17 | 1994 | 5408
18 | 1995 | 5471
19 | 1996 | 5620
20 | 1997 | 5826
21 | 1998 | 5920
22 | 1999 | 6059
23 | 2000 | 6221
24 | 2001 | 6343
25 | 2002 | 6538
26 | 2003 | 6694
27 | 2004 | 7115
28 | 2005 | 7314.74
29 | 2006 | 7684.0797

## RS Means Cost indices
| Year | Construction Cost Index
1 |  | Atlanta, GA | Baltimore, MD | Boston, MA | Buffalo, NY | Chicago, IL | Cincinnati, OH | Cleveland, OH | Columbus, OH | Dallas, TX | Denver, CO | Detroit, MI | Houston, TX | Indianapolis, IN | Kansas City, MO | Los Angeles, CA | Memphis, TN | Minneapolis, MN | Nashville, TN | New Orleans, LA | New York, NY | Philadelphia, PA | Phoenix, AZ | Pittsburgh, PA | St.Louis, MO | San Antonio, TX | San Diego, CA | San Francisco, CA | Seattle, WA | Washington, DC | 30-city average
2 | 1991 | 89.3 | 97 | 117 | 126.8 | 103.7 | 95.7 | 106.9 | 97.4 | 87.7 | 92.5 | 106.1 | 89.9 | 97.1 | 97.8 | 112.3 | 86.8 | 100.4 | 84.1 | 87.8 | 126.8 | 109.4 | 91.1 | 100.2 | 102.2 | 85.1 | 108.8 | 124.9 | 102.9 | 96.4 | 100.831
3 | 1992 | 89.4 | 97.5 | 118.4 | 131.1 | 104.4 | 95.3 | 105.8 | 97.5 | 86.4 | 91.5 | 107.5 | 89.9 | 97.4 | 96.7 | 113.3 | 86.5 | 100 | 84.4 | 85.9 | 131.1 | 109.5 | 90.1 | 100.4 | 101.5 | 84.3 | 108.2 | 125.5 | 102 | 96 | 100.9483
4 | 1993 | 88.9 | 97 | 118.6 | 105.4 | 106.1 | 94.9 | 106.7 | 96.8 | 85.3 | 91 | 107.9 | 89.9 | 97.7 | 96.6 | 112.7 | 86.8 | 99.1 | 83.7 | 85.5 | 133.4 | 109.9 | 89.8 | 101.4 | 100.9 | 84 | 107 | 124.4 | 102.8 | 95.6 | 99.9931
5 | 1994 | 86 | 92.8 | 120.7 | 102 | 108.4 | 92.8 | 102.4 | 93.5 | 87.6 | 93.6 | 105 | 91 | 93.4 | 93.8 | 115.2 | 86.5 | 109.2 | 82.3 | 87.7 | 132.6 | 109.1 | 90.5 | 99.9 | 99.5 | 85 | 110.8 | 129 | 107.2 | 95.7 | 100.1103
6 | 1995 | 87.3 | 91.2 | 120.8 | 133.9 | 108.5 | 92.2 | 101.1 | 93.5 | 86.3 | 92.7 | 104.7 | 90.7 | 94.6 | 94.4 | 115.2 | 86.5 | 106.2 | 82.4 | 86.9 | 133.9 | 111.6 | 91.1 | 100.6 | 100.9 | 83.9 | 109.6 | 127 | 107.2 | 96.6 | 101.0862
7 | 1996 | 86.1 | 91 | 118.8 | 136.1 | 108 | 91.9 | 101.6 | 93.3 | 86.2 | 93.2 | 105.4 | 90.2 | 94.8 | 94.8 | 113.3 | 86.3 | 111 | 83.9 | 86.3 | 136.1 | 109.7 | 90.5 | 101.9 | 100.7 | 83.3 | 109.4 | 126.3 | 106 | 96.8 | 101.1345
8 | 1997 | 88.3 | 91.3 | 118.6 | 104.3 | 108.1 | 92.5 | 101.2 | 93.8 | 86.4 | 93.1 | 105.2 | 89.7 | 94.1 | 94.9 | 112.3 | 86.3 | 110.1 | 84.8 | 86.5 | 135.2 | 110.8 | 91.2 | 102.5 | 101.5 | 84.7 | 108.5 | 125.7 | 105.4 | 95.5 | 100.0862
9 | 1998 | 88.7 | 91.9 | 116.7 | 134.2 | 110.6 | 92.5 | 100.9 | 94.2 | 86.5 | 93.7 | 105.4 | 89.5 | 95.4 | 95.4 | 111.2 | 85.9 | 110.2 | 85.4 | 86.2 | 134.2 | 110.4 | 89.6 | 103.2 | 102.3 | 83.7 | 107.2 | 124.4 | 105.5 | 95.5 | 101.0517
10 | 1999 | 88.4 | 91.6 | 116.7 | 102.3 | 110.9 | 92.5 | 101.9 | 94.1 | 86.7 | 93.6 | 104.3 | 89.3 | 95.4 | 98.6 | 110.6 | 85.7 | 109 | 85 | 85.4 | 133.9 | 111.9 | 90.2 | 102.5 | 102.7 | 83.7 | 107.1 | 124.2 | 104.6 | 96 | 99.9586
11 | 2000 | 89.1 | 91 | 116.6 | 133.8 | 110.7 | 92.7 | 102.4 | 94.4 | 86.8 | 94.2 | 105.4 | 89.4 | 94.5 | 98.4 | 109.6 | 84.9 | 110.3 | 84.4 | 85.3 | 133.8 | 111.9 | 89.5 | 102.4 | 103.2 | 84 | 106.6 | 123.8 | 105.7 | 95.7 | 101.0517
12 | 2001 | 89.1 | 91.9 | 115 | 102.2 | 111.4 | 94.6 | 102.9 | 95.5 | 85 | 95.2 | 106.2 | 87.7 | 94.9 | 100 | 108.5 | 86 | 111.6 | 85.7 | 85.7 | 134.5 | 111.4 | 89.3 | 101.4 | 103.2 | 82.8 | 106.3 | 122.6 | 104.4 | 94.8 | 99.9931
13 | 2002 | 89.6 | 91.5 | 115 | 101.5 | 112 | 94.4 | 102.7 | 95.5 | 85.2 | 95.3 | 106.5 | 88.3 | 95.9 | 100.7 | 108.3 | 84.4 | 108 | 86.1 | 85.5 | 134.6 | 111.2 | 89.4 | 101.7 | 103 | 82.6 | 105.8 | 124.4 | 105.4 | 94.5 | 99.9655
14 | 2003 | 89.6 | 91.2 | 115 | 101.8 | 113.6 | 94.4 | 102.7 | 95.8 | 84.6 | 95.9 | 107.6 | 87.5 | 94.6 | 101.7 | 107.5 | 85.7 | 113.2 | 86.2 | 86.7 | 132.6 | 111.4 | 88.3 | 100.2 | 102.3 | 81.1 | 105.5 | 123.6 | 103.4 | 95.7 | 99.9793
15 | 2004 | 89.7 | 91.4 | 115 | 101.9 | 112.5 | 94 | 102.2 | 95.2 | 84.3 | 95.8 | 107.2 | 87 | 94.3 | 102 | 108.3 | 86.7 | 113.4 | 87.2 | 86 | 134 | 112.1 | 87.9 | 100.5 | 102.2 | 80.7 | 104.7 | 123.6 | 104.1 | 95.2 | 99.969
16 | 2005 | 89.8 | 92.7 | 115.4 | 102.1 | 111.6 | 93.6 | 101.1 | 94.5 | 84.3 | 95.8 | 107 | 87.2 | 94.2 | 103.4 | 106.8 | 87.8 | 112.6 | 87.1 | 86.4 | 132.4 | 113.6 | 87.7 | 99.9 | 102.1 | 82.3 | 104.4 | 122.2 | 105 | 96.9 | 99.9966
17 | 2006 | 89.4 | 92.9 | 115.6 | 102.4 | 111.7 | 92.8 | 100.4 | 93.9 | 84.4 | 95.8 | 107.3 | 87.7 | 93.7 | 103.5 | 106.8 | 87.5 | 112.2 | 86.9 | 86.4 | 131.9 | 114.4 | 87.6 | 100.2 | 102.3 | 82.5 | 104 | 121.7 | 104.2 | 97.5 | 99.9172
1 |  | 1991 | 1992 | 1993 | 1994 | 1995 | 1996 | 1997 | 1998 | 1999 | 2000 | 2001 | 2002 | 2003 | 2004 | 2005 | 2006
2 | Atlanta, GA | 89.3 | 89.4 | 88.9 | 86 | 87.3 | 86.1 | 88.3 | 88.7 | 88.4 | 89.1 | 89.1 | 89.6 | 89.6 | 89.7 | 89.8 | 89.4
3 | Baltimore, MD | 97 | 97.5 | 97 | 92.8 | 91.2 | 91 | 91.3 | 91.9 | 91.6 | 91 | 91.9 | 91.5 | 91.2 | 91.4 | 92.7 | 92.9
4 | Boston, MA | 117 | 118.4 | 118.6 | 120.7 | 120.8 | 118.8 | 118.6 | 116.7 | 116.7 | 116.6 | 115 | 115 | 115 | 115 | 115.4 | 115.6
5 | Buffalo, NY | 126.8 | 131.1 | 105.4 | 102 | 133.9 | 136.1 | 104.3 | 134.2 | 102.3 | 133.8 | 102.2 | 101.5 | 101.8 | 101.9 | 102.1 | 102.4
6 | Chicago, IL | 103.7 | 104.4 | 106.1 | 108.4 | 108.5 | 108 | 108.1 | 110.6 | 110.9 | 110.7 | 111.4 | 112 | 113.6 | 112.5 | 111.6 | 111.7
7 | Cincinnati, OH | 95.7 | 95.3 | 94.9 | 92.8 | 92.2 | 91.9 | 92.5 | 92.5 | 92.5 | 92.7 | 94.6 | 94.4 | 94.4 | 94 | 93.6 | 92.8
8 | Cleveland, OH | 106.9 | 105.8 | 106.7 | 102.4 | 101.1 | 101.6 | 101.2 | 100.9 | 101.9 | 102.4 | 102.9 | 102.7 | 102.7 | 102.2 | 101.1 | 100.4
9 | Columbus, OH | 97.4 | 97.5 | 96.8 | 93.5 | 93.5 | 93.3 | 93.8 | 94.2 | 94.1 | 94.4 | 95.5 | 95.5 | 95.8 | 95.2 | 94.5 | 93.9
10 | Dallas, TX | 87.7 | 86.4 | 85.3 | 87.6 | 86.3 | 86.2 | 86.4 | 86.5 | 86.7 | 86.8 | 85 | 85.2 | 84.6 | 84.3 | 84.3 | 84.4
11 | Denver, CO | 92.5 | 91.5 | 91 | 93.6 | 92.7 | 93.2 | 93.1 | 93.7 | 93.6 | 94.2 | 95.2 | 95.3 | 95.9 | 95.8 | 95.8 | 95.8
12 | Detroit, MI | 106.1 | 107.5 | 107.9 | 105 | 104.7 | 105.4 | 105.2 | 105.4 | 104.3 | 105.4 | 106.2 | 106.5 | 107.6 | 107.2 | 107 | 107.3
13 | Houston, TX | 89.9 | 89.9 | 89.9 | 91 | 90.7 | 90.2 | 89.7 | 89.5 | 89.3 | 89.4 | 87.7 | 88.3 | 87.5 | 87 | 87.2 | 87.7
14 | Indianapolis, IN | 97.1 | 97.4 | 97.7 | 93.4 | 94.6 | 94.8 | 94.1 | 95.4 | 95.4 | 94.5 | 94.9 | 95.9 | 94.6 | 94.3 | 94.2 | 93.7
15 | Kansas City, MO | 97.8 | 96.7 | 96.6 | 93.8 | 94.4 | 94.8 | 94.9 | 95.4 | 98.6 | 98.4 | 100 | 100.7 | 101.7 | 102 | 103.4 | 103.5
16 | Los Angeles, CA | 112.3 | 113.3 | 112.7 | 115.2 | 115.2 | 113.3 | 112.3 | 111.2 | 110.6 | 109.6 | 108.5 | 108.3 | 107.5 | 108.3 | 106.8 | 106.8
17 | Memphis, TN | 86.8 | 86.5 | 86.8 | 86.5 | 86.5 | 86.3 | 86.3 | 85.9 | 85.7 | 84.9 | 86 | 84.4 | 85.7 | 86.7 | 87.8 | 87.5
18 | Minneapolis, MN | 100.4 | 100 | 99.1 | 109.2 | 106.2 | 111 | 110.1 | 110.2 | 109 | 110.3 | 111.6 | 108 | 113.2 | 113.4 | 112.6 | 112.2
19 | Nashville, TN | 84.1 | 84.4 | 83.7 | 82.3 | 82.4 | 83.9 | 84.8 | 85.4 | 85 | 84.4 | 85.7 | 86.1 | 86.2 | 87.2 | 87.1 | 86.9
20 | New Orleans, LA | 87.8 | 85.9 | 85.5 | 87.7 | 86.9 | 86.3 | 86.5 | 86.2 | 85.4 | 85.3 | 85.7 | 85.5 | 86.7 | 86 | 86.4 | 86.4
21 | New York, NY | 126.8 | 131.1 | 133.4 | 132.6 | 133.9 | 136.1 | 135.2 | 134.2 | 133.9 | 133.8 | 134.5 | 134.6 | 132.6 | 134 | 132.4 | 131.9
22 | Philadelphia, PA | 109.4 | 109.5 | 109.9 | 109.1 | 111.6 | 109.7 | 110.8 | 110.4 | 111.9 | 111.9 | 111.4 | 111.2 | 111.4 | 112.1 | 113.6 | 114.4
23 | Phoenix, AZ | 91.1 | 90.1 | 89.8 | 90.5 | 91.1 | 90.5 | 91.2 | 89.6 | 90.2 | 89.5 | 89.3 | 89.4 | 88.3 | 87.9 | 87.7 | 87.6
24 | Pittsburgh, PA | 100.2 | 100.4 | 101.4 | 99.9 | 100.6 | 101.9 | 102.5 | 103.2 | 102.5 | 102.4 | 101.4 | 101.7 | 100.2 | 100.5 | 99.9 | 100.2
25 | St.Louis, MO | 102.2 | 101.5 | 100.9 | 99.5 | 100.9 | 100.7 | 101.5 | 102.3 | 102.7 | 103.2 | 103.2 | 103 | 102.3 | 102.2 | 102.1 | 102.3
26 | San Antonio, TX | 85.1 | 84.3 | 84 | 85 | 83.9 | 83.3 | 84.7 | 83.7 | 83.7 | 84 | 82.8 | 82.6 | 81.1 | 80.7 | 82.3 | 82.5
27 | San Diego, CA | 108.8 | 108.2 | 107 | 110.8 | 109.6 | 109.4 | 108.5 | 107.2 | 107.1 | 106.6 | 106.3 | 105.8 | 105.5 | 104.7 | 104.4 | 104
28 | San Francisco, CA | 124.9 | 125.5 | 124.4 | 129 | 127 | 126.3 | 125.7 | 124.4 | 124.2 | 123.8 | 122.6 | 124.4 | 123.6 | 123.6 | 122.2 | 121.7
29 | Seattle, WA | 102.9 | 102 | 102.8 | 107.2 | 107.2 | 106 | 105.4 | 105.5 | 104.6 | 105.7 | 104.4 | 105.4 | 103.4 | 104.1 | 105 | 104.2
30 | Washington, DC | 96.4 | 96 | 95.6 | 95.7 | 96.6 | 96.8 | 95.5 | 95.5 | 96 | 95.7 | 94.8 | 94.5 | 95.7 | 95.2 | 96.9 | 97.5
31 | 30-city average | 100.831 | 100.9483 | 99.9931 | 100.1103 | 101.0862 | 101.1345 | 100.0862 | 101.0517 | 99.9586 | 101.0517 | 99.9931 | 99.9655 | 99.9793 | 99.969 | 99.9966 | 99.9172
| Year | 1991: average 30-city CCI
1 | 1992 | 1991: 100.9483
2 | 1993 | 1991: 99.9931
3 | 1994 | 1991: 100.1103
4 | 1995 | 1991: 101.0862
5 | 1996 | 1991: 101.1345
6 | 1997 | 1991: 100.0862
7 | 1998 | 1991: 101.0517
8 | 1999 | 1991: 99.9586
9 | 2000 | 1991: 101.0517
10 | 2001 | 1991: 99.9931
11 | 2002 | 1991: 99.9655
12 | 2003 | 1991: 99.9793
13 | 2004 | 1991: 99.969
14 | 2005 | 1991: 99.9966
15 | 2006 | 1991: 99.9172
1 |  | 1978 | 1979 | 1980 | 1981 | 1982 | 1983 | 1984 | 1985 | 1986 | 1987 | 1988 | 1989 | 1990 | 1991 | 1992 | 1993 | 1994 | 1995 | 1996 | 1997 | 1998 | 1999 | 2000 | 2001 | 2002 | 2003 | 2004 | 2005
2 | Atlanta, GA | NA | NA | NA | NA | NA | NA | NA | NA | NA | NA | NA | NA | NA | 1.3279 | 1.3185 | 1.3664 | 1.3541 | 1.3973 | 1.3286 | 1.3928 | 1.3775 | 1.392 | 1.3359 | 1.3971 | 1.3989 | 1.3713 | 1.4082 | 1.4269
3 | Baltimore, MD | NA | NA | NA | NA | NA | NA | NA | NA | NA | NA | NA | NA | NA | 1.2056 | 1.2044 | 1.2115 | 1.1939 | 1.1413 | 1.1127 | 1.1805 | 1.1873 | 1.2165 | 1.2361 | 1.2834 | 1.3066 | 1.2672 | 1.3065 | 1.3074
4 | Birmingham, AL | bar: 99.9172 1978 to 99.9172 2005
5 | Boston, MA | NA | NA | NA | NA | NA | NA | NA | NA | NA | NA | NA | NA | NA | 0.9804 | 0.97882 | 0.96853 | 1.0181 | 1.0204 | 0.97482 | 1.0232 | 0.98782 | 0.99576 | 1.0274 | 1.0359 | 0.99665 | 0.96535 | 0.99617 | 1.0158
6 | Chicago, IL | NA | NA | NA | NA | NA | NA | NA | NA | NA | NA | NA | NA | NA | 1.1293 | 1.1471 | 0.92103 | 0.89191 | 1.1441 | 1.1215 | 0.91631 | 1.1094 | 0.8307 | 1.0631 | 0.84418 | 0.83342 | 0.81643 | 0.81241 | 0.79847
7 | Cincinnati, OH | NA | NA | NA | NA | NA | NA | NA | NA | NA | NA | NA | NA | NA | 0.91576 | 0.90342 | 0.92518 | 0.91074 | 0.91551 | 0.93041 | 0.96405 | 0.96061 | 0.95217 | 0.94408 | 1.0244 | 1.003 | 1.0053 | 1.0156 | 0.97759
8 | Cleveland, OH | NA | NA | NA | NA | NA | NA | NA | NA | NA | NA | NA | NA | NA | 0.94051 | 0.94974 | 0.96648 | 0.93401 | 0.90915 | 0.91252 | 0.94034 | 0.93118 | 0.95584 | 0.93617 | 0.94318 | 0.95043 | 0.95119 | 0.97387 | 0.96676
9 | Dallas, TX | NA | NA | NA | NA | NA | NA | NA | NA | NA | NA | NA | NA | NA | 1.3998 | 1.3849 | 1.4124 | 1.3876 | 1.3898 | 1.3394 | 1.3872 | 1.3935 | 1.4373 | 1.458 | 1.5717 | 1.6034 | 1.5861 | 1.6103 | 1.5906
10 | Denver, CO | NA | NA | NA | NA | NA | NA | NA | NA | NA | NA | NA | NA | NA | 1.1938 | 1.1786 | 1.1818 | 1.2613 | 1.2273 | 1.195 | 1.2518 | 1.2279 | 1.2612 | 1.2166 | 1.2951 | 1.3138 | 1.2802 | 1.2839 | 1.2857
11 | Detroit, MI | NA | NA | NA | NA | NA | NA | NA | NA | NA | NA | NA | NA | NA | 0.97007 | 0.98391 | 0.94999 | 0.94858 | 0.92361 | 0.91108 | 0.92508 | 0.9057 | 0.91051 | 0.91385 | 0.91297 | 0.91002 | 0.91646 | 0.93142 | 0.92685
12 | Kansas City, MO | NA | NA | NA | NA | NA | NA | NA | NA | NA | NA | NA | NA | NA | 0.90522 | 0.8958 | 0.89658 | 0.92671 | 0.91414 | 0.88673 | 0.88361 | 0.87661 | 0.90221 | 0.88469 | 0.85889 | 0.8515 | 0.84029 | 0.82622 | 0.8037
13 | Los Angeles, CA | NA | NA | NA | NA | NA | NA | NA | NA | NA | NA | NA | NA | NA | 0.88421 | 0.8813 | 0.90649 | 0.95258 | 0.95536 | 0.95999 | 0.981 | 0.95075 | 0.98214 | 0.95461 | 0.95236 | 0.95682 | 0.95562 | 0.97575 | 0.94899
14 | Minneapolis, MN | NA | NA | NA | NA | NA | NA | NA | NA | NA | NA | NA | NA | NA | 0.8438 | 0.83213 | 0.83829 | 0.80888 | 0.79227 | 0.76139 | 0.78076 | 0.75921 | 0.75521 | 0.7472 | 0.74553 | 0.72434 | 0.71729 | 0.74078 | 0.74583
15 | New Orleans, LA | NA | NA | NA | NA | NA | NA | NA | NA | NA | NA | NA | NA | NA | 1.1083 | 1.1173 | 1.1586 | 1.1605 | 1.1634 | 1.1734 | 1.2298 | 1.2524 | 1.306 | 1.2937 | 1.3644 | 1.4415 | 1.48 | 1.4577 | 1.4613
16 | New York, NY | NA | NA | NA | NA | NA | NA | NA | NA | NA | NA | NA | NA | NA | 0.85512 | 0.87872 | 0.89835 | 0.88241 | 0.86493 | 0.8841 | 0.90016 | 0.88341 | 0.86752 | 0.87823 | 0.84464 | 0.87952 | 0.85475 | 0.84552 | 0.8259
17 | Philadelphia, PA | NA | NA | NA | NA | NA | NA | NA | NA | NA | NA | NA | NA | NA | 0.93394 | 0.9516 | 0.95084 | 0.94679 | 0.93921 | 0.92374 | 0.91389 | 0.88624 | 0.90595 | 0.9064 | 0.88768 | 0.88409 | 0.88762 | 0.91694 | 0.96272
18 | Pittsburgh, PA | NA | NA | NA | NA | NA | NA | NA | NA | NA | NA | NA | NA | NA | 0.93005 | 0.89193 | 0.88484 | 0.89118 | 0.87289 | 0.84037 | 0.90144 | 0.87836 | 0.90099 | 0.88884 | 0.90597 | 0.91084 | 0.90779 | 0.90866 | 0.91887
19 | San Francisco, CA | NA | NA | NA | NA | NA | NA | NA | NA | NA | NA | NA | NA | NA | 0.65584 | 0.66132 | 0.67563 | 0.70314 | 0.6924 | 0.69822 | 0.73248 | 0.7163 | 0.74427 | 0.69432 | 0.70987 | 0.70669 | 0.69715 | 0.70982 | 0.73092
20 | Seattle, WA | NA | NA | NA | NA | NA | NA | NA | NA | NA | NA | NA | NA | NA | 0.96359 | 0.94673 | 0.95133 | 0.99527 | 0.97937 | 0.96773 | 0.92401 | 0.8883 | 0.88835 | 0.88314 | 0.90284 | 0.91159 | 0.88006 | 0.92443 | 0.93991
21 | St.Louis, MO | NA | NA | NA | NA | NA | NA | NA | NA | NA | NA | NA | NA | NA | 0.94746 | 0.94292 | 0.91188 | 0.90381 | 0.90208 | 0.88794 | 0.91254 | 0.90821 | 0.91463 | 0.92731 | 0.92885 | 0.93599 | 0.92383 | 0.93286 | 0.94284

## pipe data
CMP galvanized and bituminous coated with paved invert, 20' lengths (Not including excavation and backfill) |  |  | RCP lookup table
diameter, in | cost, $/LF |  | diameter (in.) | Cost, $/LF
8 | 17.55 |  | 12 | 29.5
10 | 21.5 |  | 15 | 33
12 | 26 |  | 18 | 36
15 | 30 |  | 21 | 43.5
18 | 35.5 |  | 24 | 50.5
24 | 43 |  | 27 | 69.5
30 | 64.5 |  | 30 | 74
36 | 82 |  | 36 | 97.5
48 | 116 |  | 42 | 121
60 | 155 |  | 48 | 144
72 | 241 |  | 60 | 216
|  |  | 72 | 289
|  |  | 84 | 450
|  |  | 96 | 550
1 | 8
10
12
15
18
24
30
36
48
60
72
NA
NA
NA
2 | 12
15
18
21
24
27
30
36
42
48
60
72
84
96
| segment 1 | segment 2 | segment 3 | segment 4 | segment 5 | segment 6 | segment 7 | segment 8 | segment 9 | segment 10 | segment 11 | segment 12 | segment 13 | segment 14 | segment 15 | segment 16 | segment 17 | segment 18 | segment 19 | segment 20 | segment 21 | segment 22 | segment 23 | segment 24 | segment 25 | segment 26 | segment 27 | segment 28 | segment 29 | segment 30 | segment 31 | segment 32 | segment 33 | segment 34 | segment 35 | segment 36 | segment 37 | segment 38 | segment 39 | segment 40 | segment 41 | segment 42 | segment 43 | segment 44 | segment 45 | segment 46 | segment 47 | segment 48 | segment 49 | segment 50 | segment 51 | segment 52 | segment 53 | segment 54 | segment 55 | segment 56 | segment 57 | segment 58 | segment 59 | segment 60 | segment 61 | segment 62 | segment 63 | segment 64 | segment 65 | segment 66 | segment 67 | segment 68 | segment 69 | segment 70 | segment 71 | segment 72 | segment 73 | segment 74 | segment 75 | segment 76 | segment 77 | segment 78 | segment 79 | segment 80 | segment 81 | segment 82 | segment 83 | segment 84 | segment 85 | segment 86 | segment 87 | segment 88 | segment 89 | segment 90 | segment 91 | segment 92 | segment 93 | segment 94 | segment 95 | segment 96 | segment 97 | segment 98 | segment 99 | segment 100 | segment 101 | segment 102 | segment 103
1 | 8 | 8 | 8 | 8 | 8 | 8 | 8 | 8 | 8 | 8 | 8 | 8 | 8 | 8 | 8 | 8 | 8 | 8 | 8 | 8 | 8 | 8 | 8 | 8 | 8 | 8 | 8 | 8 | 8 | 8 | 8 | 8 | 8 | 8 | 8 | 8 | 8 | 8 | 8 | 8 | 8 | 8 | 8 | 8 | 8 | 8 | 8 | 8 | 8 | 8 | 8 | 8 | 8 | 8 | 8 | 8 | 8 | 8 | 8 | 8 | 8 | 8 | 8 | 8 | 8 | 8 | 8 | 8 | 8 | 8 | 8 | 8 | 8 | 8 | 8 | 8 | 8 | 8 | 8 | 8 | 8 | 8 | 8 | 8 | 8 | 8 | 8 | 8 | 8 | 8 | 8 | 8 | 8 | 8 | 8 | 8 | 8 | 8 | 8 | 8 | 12 | 12 | 12
2 | 10 | 10 | 10 | 10 | 10 | 10 | 10 | 10 | 10 | 10 | 10 | 10 | 10 | 10 | 10 | 10 | 10 | 10 | 10 | 10 | 10 | 10 | 10 | 10 | 10 | 10 | 10 | 10 | 10 | 10 | 10 | 10 | 10 | 10 | 10 | 10 | 10 | 10 | 10 | 10 | 10 | 10 | 10 | 10 | 10 | 10 | 10 | 10 | 10 | 10 | 10 | 10 | 10 | 10 | 10 | 10 | 10 | 10 | 10 | 10 | 10 | 10 | 10 | 10 | 10 | 10 | 10 | 10 | 10 | 10 | 10 | 10 | 10 | 10 | 10 | 10 | 10 | 10 | 10 | 10 | 10 | 10 | 10 | 10 | 10 | 10 | 10 | 10 | 10 | 10 | 10 | 10 | 10 | 10 | 10 | 10 | 10 | 10 | 10 | 10 | 15 | 15 | 15
3 | 12 | 12 | 12 | 12 | 12 | 12 | 12 | 12 | 12 | 12 | 12 | 12 | 12 | 12 | 12 | 12 | 12 | 12 | 12 | 12 | 12 | 12 | 12 | 12 | 12 | 12 | 12 | 12 | 12 | 12 | 12 | 12 | 12 | 12 | 12 | 12 | 12 | 12 | 12 | 12 | 12 | 12 | 12 | 12 | 12 | 12 | 12 | 12 | 12 | 12 | 12 | 12 | 12 | 12 | 12 | 12 | 12 | 12 | 12 | 12 | 12 | 12 | 12 | 12 | 12 | 12 | 12 | 12 | 12 | 12 | 12 | 12 | 12 | 12 | 12 | 12 | 12 | 12 | 12 | 12 | 12 | 12 | 12 | 12 | 12 | 12 | 12 | 12 | 12 | 12 | 12 | 12 | 12 | 12 | 12 | 12 | 12 | 12 | 12 | 12 | 18 | 18 | 18
4 | 15 | 15 | 15 | 15 | 15 | 15 | 15 | 15 | 15 | 15 | 15 | 15 | 15 | 15 | 15 | 15 | 15 | 15 | 15 | 15 | 15 | 15 | 15 | 15 | 15 | 15 | 15 | 15 | 15 | 15 | 15 | 15 | 15 | 15 | 15 | 15 | 15 | 15 | 15 | 15 | 15 | 15 | 15 | 15 | 15 | 15 | 15 | 15 | 15 | 15 | 15 | 15 | 15 | 15 | 15 | 15 | 15 | 15 | 15 | 15 | 15 | 15 | 15 | 15 | 15 | 15 | 15 | 15 | 15 | 15 | 15 | 15 | 15 | 15 | 15 | 15 | 15 | 15 | 15 | 15 | 15 | 15 | 15 | 15 | 15 | 15 | 15 | 15 | 15 | 15 | 15 | 15 | 15 | 15 | 15 | 15 | 15 | 15 | 15 | 15 | 21 | 21 | 21
5 | 18 | 18 | 18 | 18 | 18 | 18 | 18 | 18 | 18 | 18 | 18 | 18 | 18 | 18 | 18 | 18 | 18 | 18 | 18 | 18 | 18 | 18 | 18 | 18 | 18 | 18 | 18 | 18 | 18 | 18 | 18 | 18 | 18 | 18 | 18 | 18 | 18 | 18 | 18 | 18 | 18 | 18 | 18 | 18 | 18 | 18 | 18 | 18 | 18 | 18 | 18 | 18 | 18 | 18 | 18 | 18 | 18 | 18 | 18 | 18 | 18 | 18 | 18 | 18 | 18 | 18 | 18 | 18 | 18 | 18 | 18 | 18 | 18 | 18 | 18 | 18 | 18 | 18 | 18 | 18 | 18 | 18 | 18 | 18 | 18 | 18 | 18 | 18 | 18 | 18 | 18 | 18 | 18 | 18 | 18 | 18 | 18 | 18 | 18 | 18 | 24 | 24 | 24
6 | 24 | 24 | 24 | 24 | 24 | 24 | 24 | 24 | 24 | 24 | 24 | 24 | 24 | 24 | 24 | 24 | 24 | 24 | 24 | 24 | 24 | 24 | 24 | 24 | 24 | 24 | 24 | 24 | 24 | 24 | 24 | 24 | 24 | 24 | 24 | 24 | 24 | 24 | 24 | 24 | 24 | 24 | 24 | 24 | 24 | 24 | 24 | 24 | 24 | 24 | 24 | 24 | 24 | 24 | 24 | 24 | 24 | 24 | 24 | 24 | 24 | 24 | 24 | 24 | 24 | 24 | 24 | 24 | 24 | 24 | 24 | 24 | 24 | 24 | 24 | 24 | 24 | 24 | 24 | 24 | 24 | 24 | 24 | 24 | 24 | 24 | 24 | 24 | 24 | 24 | 24 | 24 | 24 | 24 | 24 | 24 | 24 | 24 | 24 | 24 | 27 | 27 | 27
7 | 30 | 30 | 30 | 30 | 30 | 30 | 30 | 30 | 30 | 30 | 30 | 30 | 30 | 30 | 30 | 30 | 30 | 30 | 30 | 30 | 30 | 30 | 30 | 30 | 30 | 30 | 30 | 30 | 30 | 30 | 30 | 30 | 30 | 30 | 30 | 30 | 30 | 30 | 30 | 30 | 30 | 30 | 30 | 30 | 30 | 30 | 30 | 30 | 30 | 30 | 30 | 30 | 30 | 30 | 30 | 30 | 30 | 30 | 30 | 30 | 30 | 30 | 30 | 30 | 30 | 30 | 30 | 30 | 30 | 30 | 30 | 30 | 30 | 30 | 30 | 30 | 30 | 30 | 30 | 30 | 30 | 30 | 30 | 30 | 30 | 30 | 30 | 30 | 30 | 30 | 30 | 30 | 30 | 30 | 30 | 30 | 30 | 30 | 30 | 30 | 30 | 30 | 30
8 | 36 | 36 | 36 | 36 | 36 | 36 | 36 | 36 | 36 | 36 | 36 | 36 | 36 | 36 | 36 | 36 | 36 | 36 | 36 | 36 | 36 | 36 | 36 | 36 | 36 | 36 | 36 | 36 | 36 | 36 | 36 | 36 | 36 | 36 | 36 | 36 | 36 | 36 | 36 | 36 | 36 | 36 | 36 | 36 | 36 | 36 | 36 | 36 | 36 | 36 | 36 | 36 | 36 | 36 | 36 | 36 | 36 | 36 | 36 | 36 | 36 | 36 | 36 | 36 | 36 | 36 | 36 | 36 | 36 | 36 | 36 | 36 | 36 | 36 | 36 | 36 | 36 | 36 | 36 | 36 | 36 | 36 | 36 | 36 | 36 | 36 | 36 | 36 | 36 | 36 | 36 | 36 | 36 | 36 | 36 | 36 | 36 | 36 | 36 | 36 | 36 | 36 | 36
9 | 48 | 48 | 48 | 48 | 48 | 48 | 48 | 48 | 48 | 48 | 48 | 48 | 48 | 48 | 48 | 48 | 48 | 48 | 48 | 48 | 48 | 48 | 48 | 48 | 48 | 48 | 48 | 48 | 48 | 48 | 48 | 48 | 48 | 48 | 48 | 48 | 48 | 48 | 48 | 48 | 48 | 48 | 48 | 48 | 48 | 48 | 48 | 48 | 48 | 48 | 48 | 48 | 48 | 48 | 48 | 48 | 48 | 48 | 48 | 48 | 48 | 48 | 48 | 48 | 48 | 48 | 48 | 48 | 48 | 48 | 48 | 48 | 48 | 48 | 48 | 48 | 48 | 48 | 48 | 48 | 48 | 48 | 48 | 48 | 48 | 48 | 48 | 48 | 48 | 48 | 48 | 48 | 48 | 48 | 48 | 48 | 48 | 48 | 48 | 48 | 42 | 42 | 42
10 | 60 | 60 | 60 | 60 | 60 | 60 | 60 | 60 | 60 | 60 | 60 | 60 | 60 | 60 | 60 | 60 | 60 | 60 | 60 | 60 | 60 | 60 | 60 | 60 | 60 | 60 | 60 | 60 | 60 | 60 | 60 | 60 | 60 | 60 | 60 | 60 | 60 | 60 | 60 | 60 | 60 | 60 | 60 | 60 | 60 | 60 | 60 | 60 | 60 | 60 | 60 | 60 | 60 | 60 | 60 | 60 | 60 | 60 | 60 | 60 | 60 | 60 | 60 | 60 | 60 | 60 | 60 | 60 | 60 | 60 | 60 | 60 | 60 | 60 | 60 | 60 | 60 | 60 | 60 | 60 | 60 | 60 | 60 | 60 | 60 | 60 | 60 | 60 | 60 | 60 | 60 | 60 | 60 | 60 | 60 | 60 | 60 | 60 | 60 | 60 | 48 | 48 | 48
11 | 72 | 72 | 72 | 72 | 72 | 72 | 72 | 72 | 72 | 72 | 72 | 72 | 72 | 72 | 72 | 72 | 72 | 72 | 72 | 72 | 72 | 72 | 72 | 72 | 72 | 72 | 72 | 72 | 72 | 72 | 72 | 72 | 72 | 72 | 72 | 72 | 72 | 72 | 72 | 72 | 72 | 72 | 72 | 72 | 72 | 72 | 72 | 72 | 72 | 72 | 72 | 72 | 72 | 72 | 72 | 72 | 72 | 72 | 72 | 72 | 72 | 72 | 72 | 72 | 72 | 72 | 72 | 72 | 72 | 72 | 72 | 72 | 72 | 72 | 72 | 72 | 72 | 72 | 72 | 72 | 72 | 72 | 72 | 72 | 72 | 72 | 72 | 72 | 72 | 72 | 72 | 72 | 72 | 72 | 72 | 72 | 72 | 72 | 72 | 72 | 60 | 60 | 60
12 | NA | NA | NA | NA | NA | NA | NA | NA | NA | NA | NA | NA | NA | NA | NA | NA | NA | NA | NA | NA | NA | NA | NA | NA | NA | NA | NA | NA | NA | NA | NA | NA | NA | NA | NA | NA | NA | NA | NA | NA | NA | NA | NA | NA | NA | NA | NA | NA | NA | NA | NA | NA | NA | NA | NA | NA | NA | NA | NA | NA | NA | NA | NA | NA | NA | NA | NA | NA | NA | NA | NA | NA | NA | NA | NA | NA | NA | NA | NA | NA | NA | NA | NA | NA | NA | NA | NA | NA | NA | NA | NA | NA | NA | NA | NA | NA | NA | NA | NA | NA | 72 | 72 | 72
13 | NA | NA | NA | NA | NA | NA | NA | NA | NA | NA | NA | NA | NA | NA | NA | NA | NA | NA | NA | NA | NA | NA | NA | NA | NA | NA | NA | NA | NA | NA | NA | NA | NA | NA | NA | NA | NA | NA | NA | NA | NA | NA | NA | NA | NA | NA | NA | NA | NA | NA | NA | NA | NA | NA | NA | NA | NA | NA | NA | NA | NA | NA | NA | NA | NA | NA | NA | NA | NA | NA | NA | NA | NA | NA | NA | NA | NA | NA | NA | NA | NA | NA | NA | NA | NA | NA | NA | NA | NA | NA | NA | NA | NA | NA | NA | NA | NA | NA | NA | NA | 84 | 84 | 84
14 | NA | NA | NA | NA | NA | NA | NA | NA | NA | NA | NA | NA | NA | NA | NA | NA | NA | NA | NA | NA | NA | NA | NA | NA | NA | NA | NA | NA | NA | NA | NA | NA | NA | NA | NA | NA | NA | NA | NA | NA | NA | NA | NA | NA | NA | NA | NA | NA | NA | NA | NA | NA | NA | NA | NA | NA | NA | NA | NA | NA | NA | NA | NA | NA | NA | NA | NA | NA | NA | NA | NA | NA | NA | NA | NA | NA | NA | NA | NA | NA | NA | NA | NA | NA | NA | NA | NA | NA | NA | NA | NA | NA | NA | NA | NA | NA | NA | NA | NA | NA | 96 | 96 | 96

## trench data
Excavating trench, common earth (no sheeting or dewatering considered)
depth (ft.) |  | backhoe size (C.Y) | cost ($/CY)
1 - 4 | 4 | 3/8 CY tractor loader/backhoe | 6.3
|  | 1/2 CY tractor loader/backhoe | 4.85
-NA-
4 - 6 | 6 | 1/2 CY tractor loader/backhoe | 4.85
|  | 5/8 CY hydraulic backhoe | 4.94
|  | 3/4 CY hydraulic backhoe | 4.27
6 - 10 | 10 | 3/4 CY hydraulic backhoe for 6-10 ft trench | 5.7
|  | 1 CY hydraulic backhoe | 3.32
|  | 1 1/2 CY hydraulic backhoe | 2.59
10 - 14 | 14 | 3/4 CY hydraulic backhoe | 6.4
|  | 1 CY hydraulic backhoe | 3.69
|  | 1 1/2 CY hydraulic backhoe | 2.87
14 - 20 | 20 | 1 CY hydraulic backhoe | 4.15
|  | 1 1/2 CY hydraulic backhoe | 3.23
|  | 2 1/2 CY hydraulic backhoe | 2.67
segment 1 | 0.66667 | 3/8 CY tractor loader/backhoe | 6.3
|  | 1/2 CY tractor loader/backhoe | 4.85
|  | -NA- | 0
segment 2 | 0.66667 | 3/8 CY tractor loader/backhoe | 6.3
|  | 1/2 CY tractor loader/backhoe | 4.85
|  | -NA- | 0
Segment 3 | 0.66667 | 3/8 CY tractor loader/backhoe | 6.3
|  | 1/2 CY tractor loader/backhoe | 4.85
|  | -NA- | 0
Segment 4 | 0.66667 | 3/8 CY tractor loader/backhoe | 6.3
|  | 1/2 CY tractor loader/backhoe | 4.85
|  | -NA- | 0
Segment 5 | 0.66667 | 3/8 CY tractor loader/backhoe | 6.3
|  | 1/2 CY tractor loader/backhoe | 4.85
|  | -NA- | 0
Segment 6 | 0.66667 | 3/8 CY tractor loader/backhoe | 6.3
|  | 1/2 CY tractor loader/backhoe | 4.85
|  | -NA- | 0
Segment 7 | 0.66667 | 3/8 CY tractor loader/backhoe | 6.3
|  | 1/2 CY tractor loader/backhoe | 4.85
|  | -NA- | 0
Segment 8 | 0.66667 | 3/8 CY tractor loader/backhoe | 6.3
|  | 1/2 CY tractor loader/backhoe | 4.85
|  | -NA- | 0
Segment 9 | 0.66667 | 3/8 CY tractor loader/backhoe | 6.3
|  | 1/2 CY tractor loader/backhoe | 4.85
|  | -NA- | 0
Segment 10 | 0.66667 | 3/8 CY tractor loader/backhoe | 6.3
|  | 1/2 CY tractor loader/backhoe | 4.85
|  | -NA- | 0
Segment 11 | 0.66667 | 3/8 CY tractor loader/backhoe | 6.3
|  | 1/2 CY tractor loader/backhoe | 4.85
|  | -NA- | 0
Segment 12 | 0.66667 | 3/8 CY tractor loader/backhoe | 6.3
|  | 1/2 CY tractor loader/backhoe | 4.85
|  | -NA- | 0
Segment 13 | 0.66667 | 3/8 CY tractor loader/backhoe | 6.3
|  | 1/2 CY tractor loader/backhoe | 4.85
|  | -NA- | 0
Segment 14 | 0.66667 | 3/8 CY tractor loader/backhoe | 6.3
|  | 1/2 CY tractor loader/backhoe | 4.85
|  | -NA- | 0
Segment 15 | 0.66667 | 3/8 CY tractor loader/backhoe | 6.3
|  | 1/2 CY tractor loader/backhoe | 4.85
|  | -NA- | 0
Segment 16 | 0.66667 | 3/8 CY tractor loader/backhoe | 6.3
|  | 1/2 CY tractor loader/backhoe | 4.85
|  | -NA- | 0
Segment 17 | 0.66667 | 3/8 CY tractor loader/backhoe | 6.3
|  | 1/2 CY tractor loader/backhoe | 4.85
|  | -NA- | 0
Segment 18 | 0.66667 | 3/8 CY tractor loader/backhoe | 6.3
|  | 1/2 CY tractor loader/backhoe | 4.85
|  | -NA- | 0
Segment 19 | 0.66667 | 3/8 CY tractor loader/backhoe | 6.3
|  | 1/2 CY tractor loader/backhoe | 4.85
|  | -NA- | 0
Segment 20 | 0.66667 | 3/8 CY tractor loader/backhoe | 6.3
|  | 1/2 CY tractor loader/backhoe | 4.85
|  | -NA- | 0
Segment 21 | 0.66667 | 3/8 CY tractor loader/backhoe | 4.85
|  | 1/2 CY tractor loader/backhoe | 4.94
|  | -NA- | 4.27
Segment 22 | 0.66667 | 3/8 CY tractor loader/backhoe | 5.7
|  | 1/2 CY tractor loader/backhoe | 3.32
|  | -NA- | 2.59
Segment 23 | 0.66667 | 3/8 CY tractor loader/backhoe | 6.4
|  | 1/2 CY tractor loader/backhoe | 3.69
|  | -NA- | 2.87
Segment 24 | 0.66667 | 3/8 CY tractor loader/backhoe | 4.15
|  | 1/2 CY tractor loader/backhoe | 3.23
|  | -NA- | 2.67
Segment 25 | 0.66667 | 3/8 CY tractor loader/backhoe | 0
|  | 1/2 CY tractor loader/backhoe | 0
|  | -NA- | 0
Segment 26 |  | 3/8 CY tractor loader/backhoe | 0
|  | 1/2 CY tractor loader/backhoe | 0
|  | -NA- | 0
Segment 27 |  | 3/8 CY tractor loader/backhoe | 6.3
|  | 1/2 CY tractor loader/backhoe | 4.85
|  | -NA- | 0
Segment 28 |  | 3/8 CY tractor loader/backhoe | 6.3
|  | 1/2 CY tractor loader/backhoe | 4.85
|  | -NA- | 0
Segment 29 |  | 3/8 CY tractor loader/backhoe | 6.3
|  | 1/2 CY tractor loader/backhoe | 4.85
|  | -NA- | 0
Segment 30 |  | 3/8 CY tractor loader/backhoe | 6.3
|  | 1/2 CY tractor loader/backhoe | 4.85
|  | -NA- | 0
Segment 31 |  | 3/8 CY tractor loader/backhoe | 6.3
|  | 1/2 CY tractor loader/backhoe | 4.85
|  | -NA- | 0
Segment 32 |  | 3/8 CY tractor loader/backhoe | 6.3
|  | 1/2 CY tractor loader/backhoe | 4.85
|  | -NA- | 0
Segment 33 |  | 3/8 CY tractor loader/backhoe | 6.3
|  | 1/2 CY tractor loader/backhoe | 4.85
|  | -NA- | 0
Segment 34 |  | 3/8 CY tractor loader/backhoe | 6.3
|  | 1/2 CY tractor loader/backhoe | 4.85
|  | -NA- | 0
Segment 35 |  | 3/8 CY tractor loader/backhoe | 6.3
|  | 1/2 CY tractor loader/backhoe | 4.85
|  | -NA- | 0
Segment 36 |  | 3/8 CY tractor loader/backhoe | 6.3
|  | 1/2 CY tractor loader/backhoe | 4.85
|  | -NA- | 0
Segment 37 |  | 3/8 CY tractor loader/backhoe | 6.3
|  | 1/2 CY tractor loader/backhoe | 4.85
|  | -NA- | 0
Segment 38 |  | 3/8 CY tractor loader/backhoe | 6.3
|  | 1/2 CY tractor loader/backhoe | 4.85
|  | -NA- | 0
Segment 39 |  | 3/8 CY tractor loader/backhoe | 6.3
|  | 1/2 CY tractor loader/backhoe | 4.85
|  | -NA- | 0
Segment 40 |  | 3/8 CY tractor loader/backhoe | 6.3
|  | 1/2 CY tractor loader/backhoe | 4.85
|  | -NA- | 0
Segment 41 |  | 3/8 CY tractor loader/backhoe | 6.3
|  | 1/2 CY tractor loader/backhoe | 4.85
|  | -NA- | 0
Segment 42 |  | 3/8 CY tractor loader/backhoe | 6.3
|  | 1/2 CY tractor loader/backhoe | 4.85
|  | -NA- | 0
Segment 43 |  | 3/8 CY tractor loader/backhoe | 6.3
|  | 1/2 CY tractor loader/backhoe | 4.85
|  | -NA- | 0
Segment 44 |  | 3/8 CY tractor loader/backhoe | 6.3
|  | 1/2 CY tractor loader/backhoe | 4.85
|  | -NA- | 0
Segment 45 |  | 3/8 CY tractor loader/backhoe | 6.3
|  | 1/2 CY tractor loader/backhoe | 4.85
|  | -NA- | 0
Segment 46 |  | 3/8 CY tractor loader/backhoe | 6.3
|  | 1/2 CY tractor loader/backhoe | 4.85
|  | -NA- | 0
Segment 47 |  | 3/8 CY tractor loader/backhoe | 4.85
|  | 1/2 CY tractor loader/backhoe | 4.94
|  | -NA- | 4.27
Segment 48 |  | 3/8 CY tractor loader/backhoe | 5.7
|  | 1/2 CY tractor loader/backhoe | 3.32
|  | -NA- | 2.59
Segment 49 |  | 3/8 CY tractor loader/backhoe | 6.4
|  | 1/2 CY tractor loader/backhoe | 3.69
|  | -NA- | 2.87
Segment 50 |  | 3/8 CY tractor loader/backhoe | 4.15
|  | 1/2 CY tractor loader/backhoe | 3.23
|  | -NA- | 2.67
Segment 51 |  | 3/8 CY tractor loader/backhoe | 0
|  | 1/2 CY tractor loader/backhoe | 0
|  | -NA- | 0
Segment 52 |  | 3/8 CY tractor loader/backhoe | 0
|  | 1/2 CY tractor loader/backhoe | 0
|  | -NA- | 0
Segment 53 |  | 3/8 CY tractor loader/backhoe | 6.3
|  | 1/2 CY tractor loader/backhoe | 4.85
|  | -NA- | 0
Segment 54 |  | 3/8 CY tractor loader/backhoe | 6.3
|  | 1/2 CY tractor loader/backhoe | 4.85
|  | -NA- | 0
Segment 55 |  | 3/8 CY tractor loader/backhoe | 6.3
|  | 1/2 CY tractor loader/backhoe | 4.85
|  | -NA- | 0
Segment 56 |  | 3/8 CY tractor loader/backhoe | 6.3
|  | 1/2 CY tractor loader/backhoe | 4.85
|  | -NA- | 0
Segment 57 |  | 3/8 CY tractor loader/backhoe | 6.3
|  | 1/2 CY tractor loader/backhoe | 4.85
|  | -NA- | 0
Segment 58 |  | 3/8 CY tractor loader/backhoe | 6.3
|  | 1/2 CY tractor loader/backhoe | 4.85
|  | -NA- | 0
Segment 59 |  | 3/8 CY tractor loader/backhoe | 6.3
|  | 1/2 CY tractor loader/backhoe | 4.85
|  | -NA- | 0
Segment 60 |  | 3/8 CY tractor loader/backhoe | 6.3
|  | 1/2 CY tractor loader/backhoe | 4.85
|  | -NA- | 0
Segment 61 |  | 3/8 CY tractor loader/backhoe | 6.3
|  | 1/2 CY tractor loader/backhoe | 4.85
|  | -NA- | 0
Segment 62 |  | 3/8 CY tractor loader/backhoe | 6.3
|  | 1/2 CY tractor loader/backhoe | 4.85
|  | -NA- | 0
Segment 63 |  | 3/8 CY tractor loader/backhoe | 6.3
|  | 1/2 CY tractor loader/backhoe | 4.85
|  | -NA- | 0
Segment 64 |  | 3/8 CY tractor loader/backhoe | 6.3
|  | 1/2 CY tractor loader/backhoe | 4.85
|  | -NA- | 0
Segment 65 |  | 3/8 CY tractor loader/backhoe | 6.3
|  | 1/2 CY tractor loader/backhoe | 4.85
|  | -NA- | 0
Segment 66 |  | 3/8 CY tractor loader/backhoe | 6.3
|  | 1/2 CY tractor loader/backhoe | 4.85
|  | -NA- | 0
Segment 67 |  | 3/8 CY tractor loader/backhoe | 6.3
|  | 1/2 CY tractor loader/backhoe | 4.85
|  | -NA- | 0
Segment 68 |  | 3/8 CY tractor loader/backhoe | 6.3
|  | 1/2 CY tractor loader/backhoe | 4.85
|  | -NA- | 0
Segment 69 |  | 3/8 CY tractor loader/backhoe | 6.3
|  | 1/2 CY tractor loader/backhoe | 4.85
|  | -NA- | 0
Segment 70 |  | 3/8 CY tractor loader/backhoe | 6.3
|  | 1/2 CY tractor loader/backhoe | 4.85
|  | -NA- | 0
Segment 71 |  | 3/8 CY tractor loader/backhoe | 6.3
|  | 1/2 CY tractor loader/backhoe | 4.85
|  | -NA- | 0
Segment 72 |  | 3/8 CY tractor loader/backhoe | 6.3
|  | 1/2 CY tractor loader/backhoe | 4.85
|  | -NA- | 0
Segment 73 |  | 3/8 CY tractor loader/backhoe | 4.85
|  | 1/2 CY tractor loader/backhoe | 4.94
|  | -NA- | 4.27
Segment 74 |  | 3/8 CY tractor loader/backhoe | 5.7
|  | 1/2 CY tractor loader/backhoe | 3.32
|  | -NA- | 2.59
Segment 75 |  | 3/8 CY tractor loader/backhoe | 6.4
|  | 1/2 CY tractor loader/backhoe | 3.69
|  | -NA- | 2.87
Segment 76 |  | 3/8 CY tractor loader/backhoe | 4.15
|  | 1/2 CY tractor loader/backhoe | 3.23
|  | -NA- | 2.67
Segment 77 |  | 3/8 CY tractor loader/backhoe | 0
|  | 1/2 CY tractor loader/backhoe | 0
|  | -NA- | 0
Segment 78 |  | 3/8 CY tractor loader/backhoe | 0
|  | 1/2 CY tractor loader/backhoe | 0
|  | -NA- | 0
Segment 79 |  | 3/8 CY tractor loader/backhoe | 6.3
|  | 1/2 CY tractor loader/backhoe | 4.85
|  | -NA- | 0
Segment 80 |  | 3/8 CY tractor loader/backhoe | 6.3
|  | 1/2 CY tractor loader/backhoe | 4.85
|  | -NA- | 0
Segment 81 |  | 3/8 CY tractor loader/backhoe | 6.3
|  | 1/2 CY tractor loader/backhoe | 4.85
|  | -NA- | 0
Segment 82 |  | 3/8 CY tractor loader/backhoe | 6.3
|  | 1/2 CY tractor loader/backhoe | 4.85
|  | -NA- | 0
Segment 83 |  | 3/8 CY tractor loader/backhoe | 6.3
|  | 1/2 CY tractor loader/backhoe | 4.85
|  | -NA- | 0
Segment 84 |  | 3/8 CY tractor loader/backhoe | 6.3
|  | 1/2 CY tractor loader/backhoe | 4.85
|  | -NA- | 0
Segment 85 |  | 3/8 CY tractor loader/backhoe | 6.3
|  | 1/2 CY tractor loader/backhoe | 4.85
|  | -NA- | 0
Segment 86 |  | 3/8 CY tractor loader/backhoe | 6.3
|  | 1/2 CY tractor loader/backhoe | 4.85
|  | -NA- | 0
Segment 87 |  | 3/8 CY tractor loader/backhoe | 6.3
|  | 1/2 CY tractor loader/backhoe | 4.85
|  | -NA- | 0
Segment 88 |  | 3/8 CY tractor loader/backhoe | 6.3
|  | 1/2 CY tractor loader/backhoe | 4.85
|  | -NA- | 0
Segment 89 |  | 3/8 CY tractor loader/backhoe | 6.3
|  | 1/2 CY tractor loader/backhoe | 4.85
|  | -NA- | 0
Segment 90 |  | 3/8 CY tractor loader/backhoe | 6.3
|  | 1/2 CY tractor loader/backhoe | 4.85
|  | -NA- | 0
Segment 91 |  | 3/8 CY tractor loader/backhoe | 6.3
|  | 1/2 CY tractor loader/backhoe | 4.85
|  | -NA- | 0
Segment 92 |  | 3/8 CY tractor loader/backhoe | 6.3
|  | 1/2 CY tractor loader/backhoe | 4.85
|  | -NA- | 0
Segment 93 |  | 3/8 CY tractor loader/backhoe | 6.3
|  | 1/2 CY tractor loader/backhoe | 4.85
|  | -NA- | 0
Segment 94 |  | 3/8 CY tractor loader/backhoe | 6.3
|  | 1/2 CY tractor loader/backhoe | 4.85
|  | -NA- | 0
Segment 95 |  | 3/8 CY tractor loader/backhoe | 6.3
|  | 1/2 CY tractor loader/backhoe | 4.85
|  | -NA- | 0
Segment 96 |  | 3/8 CY tractor loader/backhoe | 6.3
|  | 1/2 CY tractor loader/backhoe | 4.85
|  | -NA- | 0
Segment 97 |  | 3/8 CY tractor loader/backhoe | 6.3
|  | 1/2 CY tractor loader/backhoe | 4.85
|  | -NA- | 0
Segment 98 |  | 3/8 CY tractor loader/backhoe | 6.3
|  | 1/2 CY tractor loader/backhoe | 4.85
|  | -NA- | 0
Segment 99 |  | 3/8 CY tractor loader/backhoe | 4.85
|  | 1/2 CY tractor loader/backhoe | 4.94
|  | -NA- | 4.27
Segment 100 |  | 3/8 CY tractor loader/backhoe | 5.7
|  | 1/2 CY tractor loader/backhoe | 3.32
|  | -NA- | 2.59

## backfill & bedding
Backfill trench, F.E.Loader |  | $/L.C.Y
1 CY bucket | minimum haul | 1.47
1 CY bucket | 100' haul | 2.93
2-1/4 CY bucket | minimum haul | 1.18
2-1/4 CY bucket | 100' haul | 2.36
Bedding for pipe and conduit, not including compaction
Bedding material | $/LCY | compaction, $/CY | Total, $/CY
Crushed or screened bank run gravel | 31.5 | 4.11 | 35.61
Crushed stone 3/4" to 1/2" | 39.5 | 4.11 | 43.61
Sand, dead or bank | 13.7 | 4.11 | 17.81
Compacting bedding in trench | 4.11 $/ECY
|  | 1 CY bucket | 2-1/4 CY bucket
1 | minimum haul | 1.47 | 1.18
2 | 100' haul | 2.93 | 2.36
|  | minimum haul | 100' haul
1 | 1 CY bucket | 2.21 | 4.4
2 | 2-1/4 CY bucket | 1.77 | 3.54

## inlet
Stormdrainage Inlets
Riser Internal Diameter, ft | Depth (ft) | Cost, $/unit
4 | 4 | 1200
4 | 6 | 1575
4 | 8 | 2050
4 | 10 | 2600
4 | 12 | 3150
4 | 14 | 3700
5 | 4 | 1275
5 | 6 | 1800
5 | 8 | 2300
5 | 10 | 2894
5 | 12 | 3488
5 | 14 | 4082
6 | 4 | 2025
6 | 6 | 2675
6 | 8 | 3525
6 | 10 | 4435
6 | 12 | 5345
6 | 14 | 6255
Internal riser diameter of manholes, ft.
4
5
6

## manhole
Stormwater drainage manhole
| Depth (ft) | Cost, $/unit
Brick, 4' I.D. | 4 | 1175
| 6 | 1675
| 8 | 2275
| 10 | 3065
| 12 | 3855
Concrete blocks, 4' I.D. | 4 | 850
| 6 | 1225
| 8 | 1675
| 10 | 2073
| 12 | 2471
Concrete, cast in place 4'×4', 8" thick | 4 | 1825
| 6 | 2525
| 8 | 3725
| 10 | 4635
| 12 | 5545
Manhole type
Brick, 4' I.D.
Concrete blocks, 4' I.D.
Concrete, cast in place 4'×4', 8" thick
Depth of manhole
4
6
8
10
12

## grates
Frames and covers, Cast Iron
$/Ea.
Light traffic | 18" diameter, 100 lb | 300
| 24" diameter, 300 lb | 410
| 36" diameter, 900 lb | 745
Heavy traffic | 24" diameter, 400 lb | 420
| 36" diameter, 1150 lb | 1275
Mass. State standard | 26" diameter, 475 lb | 810
| 30" diameter, 620 lb | 585
Watertight | 24" diameter, 350 lb | 595
| 26" diameter, 500 lb | 590
| 32" diameter, 575 lb | 1100
24" square, 500 lb |  | 470
26" D shape, 600 lb |  | 700
3 piece cover & frame, 10" deep, 1200 lb |  | 1700

## curb & gutter
Curb and gutter
wood forms | with 6" high curb and 6" thick gutter | $/LF
24" wide | 0.055 C.Y. per L.F. | 22.5
30" wide | 0.055 C.Y. per L.F. | 24.5
steel forms
24" wide |  |  |  | wood forms | steel forms | machine formed
straight |  | 10.45 | 24" wide | 22.5 | 10.45 | 8.25 | straight
radius |  | 15.3 | 24" wide | -NA- | 15.3 | 10 | radius
30 " wide
straight |  | 11.85 | 30" wide | 24.5 | 11.85 | 9.65 | straight
radius |  | 16.7 | 30" wide | -NA- | 16.7 | 11.4 | radius
machine formed
24" wide |  |  | 24"
straight |  | 8.25 | 30"
radius |  | 10
30 " wide
straight |  | 9.65
radius |  | 11.4
Precast 6" * 18"
straight |  | 13.75
radius |  | 21